## Tamayo
Date | Time | Pole Number | Feeder | Pri. Structure | Conductor Size | Neutral Wire | Configuration | Phasing | Primary Bus ID | Sec. Structure | Conductor Size | Tpye | Conductor Type | Sec. Bus ID | kVA Rating | Common/Sole | Transformer Bus ID | Transformer Phasing | Grounding Rod | kWhr Meter | Brand | L2 | Conductor Size | Wire Type | L1 | Conductor Size | Wire Type | Circuit | Long | Lat | Lat, Long | kWhr Meter | Pole Number | 1 | Data Gatherer
2026-01-22 | 11:20 | 81 | F6 | C8 | 2 | 2 | Horizontal | ABCN | 81 | [18 empty] | 3 Phase | 124.6822 | 11.2979 | OBADO |  |  |  | 2026-01-22 | 5 | 134 | 129 | Naugisan
2026-01-22 | 11:21 | 81 | F6 | C8 | 2 | 2 | Horizontal | ABCN | 81-a | [5 empty] | 75 | Sole |  | CN | No | [8 empty] | 3 Phase | 124.6822 | 11.2978 | OBADO |  |  |  | 2026-01-23 | 7 | 282 | 275
2026-01-22 | 11:23 | 80 | F6 | C8 | 2 | 2 | Horizontal | ABCN | 80 | J5 | 2 | Under Built(UB) | Bare | 80-2 | [13 empty] | 3 Phase | 124.6819 | 11.298 | OBADO |  |  |  | 2026-01-26 | 35 | 252 | 217
2026-01-22 | 11:29 | 79 | F6 | C1 | 2 | 2 | Horizontal | ABCN | 79 | J6 | 2 | Under Built(UB) | Bare | 79-3 | [5 empty] | a121106881 | Landis | 30 |  | AWG | 0.5 |  | AWG | 3 Phase | 124.6812 | 11.2984 | OBADO |  |  |  | 2026-01-27 | 96 | 356 | 260
2026-01-22 | 11:29 | 79 | F6 | C1 | 2 | 2 | Horizontal | ABCN | 79 | J6 | 2 | Under Built(UB) | Bare | 79-3 | [5 empty] | a091197739 | Landis | 60 |  | AWG | 0.5 |  | AWG | 3 Phase | 124.6812 | 11.2984 | OBADO |  |  |  | 2026-01-28 | 41 | 233 | 192
2026-01-22 | 11:31 | 79 | F6 | C1 | 2 | 2 | Horizontal | ABCN | 79 | J6 | 2 | Under Built(UB) | Bare | 79-3 | [5 empty] | 201700019723 | Intec | 100 |  | AWG | 0.5 |  | AWG | 3 Phase | 124.6812 | 11.2984 | OBADO |  |  |  | 2026-01-29 | 87 | 593 | 506
2026-01-22 | 11:33 | 79 | F6 | C1 | 2 | 2 | Horizontal | ABCN | 79 | J6 | 2 | Under Built(UB) | Bare | 79-3 | [5 empty] | 201700019722 | Intec | 60 |  | AWG | 0.5 |  | AWG | 3 Phase | 124.6812 | 11.2984 | OBADO |  |  |  | 2026-01-30 | 95 | 486 | 391
2026-01-22 | 11:43 | 79-a | F6 | [6 empty] | J6 | 2 | Under Built(UB) | Bare | 79-3a | [5 empty] | 201700019711 | Intec | 60 |  | AWG | 0.5 |  | AWG |  | 124.6806 | 11.2983 | OBADO |  |  |  | 2026-02-02 | 15 | 80 | 65
2026-01-22 | 11:43 | 79-a | F6 | [6 empty] | J6 | 2 | Under Built(UB) | Bare | 79-3a | [5 empty] | 201700019712 | Intec | 30 |  | AWG | 0.5 |  | AWG |  | 124.6806 | 11.2983 | OBADO |  |  |  | 2026-02-03 | 50 | 305 | 255
2026-01-22 | 11:44 | 79-a | F6 | [6 empty] | J6 | 2 | Under Built(UB) | Bare | 79-3a | [5 empty] | a221480538 | Landis | 30 |  | AWG | 0.5 |  | AWG |  | 124.6806 | 11.2983 | OBADO |  |  |  | 2026-02-04 | 31 | 116 | 85
2026-01-22 | 11:44 | 79-a | F6 | [6 empty] | J6 | 2 | Under Built(UB) | Bare | 79-3a | [5 empty] | 201700019713 | Intec | 100 |  | AWG | 0.5 |  | AWG |  | 124.6806 | 11.2983 | OBADO |  |  |  | 2026-02-05 | 191 | 412 | 221
2026-01-22 | 11:45 | 79-a | F6 | [6 empty] | J6 | 2 | Under Built(UB) | Bare | 79-3a | [5 empty] | 201700023146 | Intec | 60 |  | AWG | 0.5 |  | AWG |  | 124.6806 | 11.2983 | OBADO
2026-01-22 | 11:45 | 79-a | F6 | [6 empty] | J6 | 2 | Under Built(UB) | Bare | 79-3a | [5 empty] | 201700019179 | Intec | 60 |  | AWG | 0.5 |  | AWG |  | 124.6806 | 11.2983 | OBADO
2026-01-22 | 11:46 | 79-a | F6 | [6 empty] | J6 | 2 | Under Built(UB) | Bare | 79-3a | [5 empty] | 201700019707 | Intec | 60 |  | AWG | 0.5 |  | AWG |  | 124.6806 | 11.2983 | OBADO
2026-01-22 | 11:47 | 79-a | F6 | [6 empty] | J6 | 2 | Under Built(UB) | Bare | 79-3a | [5 empty] | a321246387 | Landis | 30 |  | AWG | 0.5 |  | AWG |  | 124.6806 | 11.2983 | OBADO
2026-01-22 | 11:47 | 79-a | F6 | [6 empty] | J6 | 2 | Under Built(UB) | Bare | 79-3a | [5 empty] | a151248700 | Landis | 100 |  | AWG | 0.5 |  | AWG |  | 124.6806 | 11.2983 | OBADO
2026-01-22 | 11:48 | 79-a | F6 | [6 empty] | J6 | 2 | Under Built(UB) | Bare | 79-3a | [5 empty] | 201700019708 | Intec | 60 |  | AWG | 0.5 |  | AWG |  | 124.6806 | 11.2983 | OBADO
2026-01-22 | 11:49 | 79-a | F6 | [6 empty] | J6 | 2 | Under Built(UB) | Bare | 79-3a | [5 empty] | a161464037 | Landis | 100 |  | AWG | 0.5 |  | AWG |  | 124.6806 | 11.2983 | OBADO
2026-01-22 | 11:49 | 79-a | F6 | [6 empty] | J6 | 2 | Under Built(UB) | Bare | 79-3a | [5 empty] | a261452577 | Landis | 100 |  | AWG | 0.5 |  | AWG |  | 124.6806 | 11.2983 | OBADO
2026-01-22 | 11:50 | 79-a | F6 | [6 empty] | J6 | 2 | Under Built(UB) | Bare | 79-3a | [5 empty] | SCL78728 | Landis | 100 |  | AWG | 0.5 |  | AWG |  | 124.6806 | 11.2983 | OBADO
2026-01-22 | 11:51 | 79-a | F6 | [6 empty] | J6 | 2 | Under Built(UB) | Bare | 79-3a | [5 empty] | 355772 | Intec | 60 |  | AWG | 0.5 |  | AWG |  | 124.6806 | 11.2983 | OBADO
2026-01-22 | 11:51 | 79-a | F6 | [6 empty] | J6 | 2 | Under Built(UB) | Bare | 79-3a | [5 empty] | a221474430 | Landis | 60 |  | AWG | 0.5 |  | AWG |  | 124.6806 | 11.2983 | OBADO
2026-01-22 | 11:52 | 79-a | F6 | [6 empty] | J6 | 2 | Under Built(UB) | Bare | 79-3a | [5 empty] | 487982 | Intec | 100 |  | AWG | 0.5 |  | AWG |  | 124.6806 | 11.2983 | OBADO
2026-01-22 | 11:53 | 79-a | F6 | [6 empty] | J6 | 2 | Under Built(UB) | Bare | 79-3a | [5 empty] | A221474587 | Landis | 100 |  | AWG | 0.5 |  | AWG |  | 124.6806 | 11.2983 | OBADO
2026-01-22 | 11:53 | 79-a | F6 | [6 empty] | J6 | 2 | Under Built(UB) | Bare | 79-3a | [5 empty] | A221474621 | Landis | 60 |  | AWG | 0.5 |  | AWG |  | 124.6806 | 11.2983 | OBADO
2026-01-22 | 11:54 | 79-a | F6 | [6 empty] | J6 | 2 | Under Built(UB) | Bare | 79-3a | [5 empty] | 202100150778 | Intec | 100 |  | AWG | 0.5 |  | AWG |  | 124.6806 | 11.2983 | OBADO
2026-01-22 | 12:08 | 78 | F6 | C1 | 2 | 2 | Horizontal | CBAN | 78 | [18 empty] | 3 Phase | 124.6805 | 11.2987 | OBADO
2026-01-22 | 13:24 | 77 | F6 | C2 | 2 | 2 | Horizontal | CBAN | 77 | J6 | 36557 | Under Built(UB) | Bare | 1 | [5 empty] | 202400314281 | Intec | 30 |  | AWG | 0.5 |  | AWG | 3 Phase | 124.6801 | 11.299 | tamayo
2026-01-22 | 13:24 | 77 | F6 | C2 | 2 | 2 | Horizontal | CBAN | 77 | J6 | 36557 | Under Built(UB) | Bare | 1 | [5 empty] | a151244893 | Landis | 30 |  | AWG | 0.5 |  | AWG | 3 Phase | 124.6801 | 11.299 | tamayo
2026-01-22 | 13:25 | 77 | F6 | C2 | 2 | 2 | Horizontal | CBAN | 77 | J6 | 36557 | Under Built(UB) | Bare | 1 | [5 empty] | 201900064215 | Intec | 60 |  | AWG | 0.5 |  | AWG | 3 Phase | 124.6801 | 11.299 | tamayo
2026-01-22 | 13:25 | 77 | F6 | C2 | 2 | 2 | Horizontal | CBAN | 77 | J6 | 36557 | Under Built(UB) | Bare | 1 | [5 empty] | 201900064678 | Intec | 60 |  | AWG | 0.5 |  | AWG | 3 Phase | 124.6801 | 11.299 | tamayo
2026-01-22 | 13:26 | 77 | F6 | C2 | 2 | 2 | Horizontal | CBAN | 77 | J6 | 36557 | Under Built(UB) | Bare | 1 | [5 empty] | 202100041219 | Intec | 30 |  | AWG | 0.5 |  | AWG | 3 Phase | 124.6801 | 11.299 | tamayo
2026-01-22 | 13:36 | 76 | F6 | C1 | 2 | 2 | Horizontal | CBAN | 76 | J5 | 36557 | Under Built(UB) | Bare | 2 | [13 empty] | 3 Phase | 124.6794 | 11.299 | tamayo
2026-01-22 | 13:56 | 76 | F6 | C8 | 2 | 2 | Horizontal | CBAN | 75 | J5 | 36557 | Under Built(UB) | Bare | 3 | [5 empty] | A291457817 | Landis | 60 |  |  | 0.5 |  |  | 3 Phase | 124.679 | 11.299 | tamayo
2026-01-22 | 13:57 | 76 | F6 | C8 | 2 | 2 | Horizontal | CBAN | 75 | J5 | 36557 | Under Built(UB) | Bare | 3 | [5 empty] | A291457815 | Landis | 60 |  |  | 0.5 |  |  | 3 Phase | 124.679 | 11.299 | tamayo
2026-01-22 | 13:58 | 76 | F6 | C8 | 2 | 2 | Horizontal | CBAN | 75 | J5 | 36557 | Under Built(UB) | Bare | 3 | [5 empty] | A291457811 | Landis | 30 |  |  | 0.5 |  |  | 3 Phase | 124.679 | 11.299 | tamayo
2026-01-22 | 13:59 | 76 | F6 | C8 | 2 | 2 | Horizontal | CBAN | 75 | J5 | 36557 | Under Built(UB) | Bare | 3 | [5 empty] | 202400086453 | Intec | 60 |  |  | 0.5 |  |  | 3 Phase | 124.679 | 11.299 | tamayo
2026-01-22 | 14:00 | 76 | F6 | C8 | 2 | 2 | Horizontal | CBAN | 75 | J5 | 36557 | Under Built(UB) | Bare | 3 | [5 empty] | A221473591 | Landis | 30 |  |  | 0.5 |  |  | 3 Phase | 124.679 | 11.299 | tamayo
2026-01-22 | 14:01 | 76 | F6 | C8 | 2 | 2 | Horizontal | CBAN | 75 | J5 | 36557 | Under Built(UB) | Bare | 3 | [5 empty] | 202200098727 | Intec | 30 |  |  | 0.5 |  |  | 3 Phase | 124.679 | 11.299 | tamayo
2026-01-22 | 14:01 | 76 | F6 | C8 | 2 | 2 | Horizontal | CBAN | 75 | J5 | 36557 | Under Built(UB) | Bare | 3 | [5 empty] | A151535797 | Landis | 30 |  |  | 0.5 |  |  | 3 Phase | 124.679 | 11.299 | tamayo
2026-01-22 | 14:16 | 74 | F6 | C14 | 2 | 2 | Horizontal | CBAN | 74 | J6 | 36557 | Under Built(UB) | Bare | 4 | 10 | Sole | 74 | AN | Yes | a151535467 | Landis | 60 | 6 | AWG | 0.5 | 6 | AWG | 3 Phase | 124.6785 | 11.2991 | tamayo
2026-01-22 | 14:22 | 74-a | F6 | C14 | 2 | 2 | Horizontal | CBAN | 74-a | J6 | 36557 | Under Built(UB) | Bare | 4-a |  |  |  | AN |  | 202000098087 | Intec | 30 | 6 | AWG | 0.5 | 6 | AWG | 3 Phase | 124.6787 | 11.2988 | tamayo
2026-01-22 | 14:24 | 74-a | F6 | C14 | 2 | 2 | Horizontal | CBAN | 74-a | J6 | 36557 | Under Built(UB) | Bare | 4-a |  |  |  | AN |  | 202200102882 | Intec | 30 | 4 | AWG | 0.5 | 6 | AWG | 3 Phase | 124.6786 | 11.2989 | tamayo
2026-01-22 | 14:38 | 73 | F6 | C14 | 2 | 2 | Horizontal | CBAN | 73 | J8 | 36557 | Under Built(UB) | Bare | 5 | 25 | Common | 73 | AN | Yes | 202000116228 | Intec | 60 | 6 | AWG | 0.5 | 6 | AWG | 3 Phase | 124.6779 | 11.2991 | tamayo
2026-01-22 | 14:39 | 73 | F6 | C14 | 2 | 2 | Horizontal | CBAN | 73 | J8 | 36557 | Under Built(UB) | Bare | 5 | 25 | Common | 73 | AN | Yes | a221473540 | Landis |  | 6 | AWG | 0.5 | 6 | AWG | 3 Phase | 124.6779 | 11.2991 | tamayo
2026-01-22 | 14:40 | 73 | F6 | C14 | 2 | 2 | Horizontal | CBAN | 73 | J8 | 36557 | Under Built(UB) | Bare | 5 | 15 | Sole | 73-A | AN | Yes | 202501001302 | Techen | 60 | 6 | AWG | 0.5 | 6 | AWG | 3 Phase | 124.6779 | 11.2991 | tamayo
2026-01-22 | 14:47 | 72 | F6 | C14 | 2 | 2 | Horizontal | CBAN | 72 | J6 | 36557 | Under Built(UB) | Bare | 6 | [5 empty] | a221473534 | Landis | 15 | 6 | AWG | 0.5 | 6 | AWG | 3 Phase | 124.6777 | 11.2991 | tamayo
2026-01-22 | 14:47 | 72 | F6 | C14 | 2 | 2 | Horizontal | CBAN | 72 | J6 | 36557 | Under Built(UB) | Bare | 6 | [5 empty] | a151535449 | Landis | 30 | 6 | AWG | 0.5 | 6 | AWG | 3 Phase | 124.6777 | 11.2991 | tamayo
2026-01-22 | 14:48 | 72 | F6 | C14 | 2 | 2 | Horizontal | CBAN | 72 | J6 | 36557 | Under Built(UB) | Bare | 6 | [5 empty] | 202400315225 | Intec | 60 | 6 | AWG | 0.5 | 6 | AWG | 3 Phase | 124.6777 | 11.2991 | tamayo
2026-01-22 | 14:48 | 72 | F6 | C14 | 2 | 2 | Horizontal | CBAN | 72 | J6 | 36557 | Under Built(UB) | Bare | 6 | [5 empty] | a221473535 | Landis | 60 | 6 | AWG | 0.5 | 6 | AWG | 3 Phase | 124.6777 | 11.2991 | tamayo
2026-01-22 | 14:53 | 72-A | F6 | [6 empty] | J5 | 36557 | Open Secondary(OS) | Duplex | 6-A | [5 empty] | a201900063212 | Intec | 15 | 6 | AWG | 0.5 | 6 | AWG | 3 Phase | 124.6776 | 11.2997 | tamayo
2026-01-22 | 14:54 | 72-A | F6 | [6 empty] | J5 | 36557 | Open Secondary(OS) | Duplex | 6-A | [5 empty] | 90283795 | Techen | 30 | 6 | AWG | 0.5 | 6 | AWG | 3 Phase | 124.6776 | 11.2997 | tamayo
2026-01-22 | 15:07 | 72-B | F6 | [6 empty] | J5 | 36557 | Open Secondary(OS) | Duplex | 6-B | [5 empty] | a221479589 | Landis | 60 | 6 | AWG | 0.5 | 6 | AWG | 3 Phase | 124.6776 | 11.3003 | tamayo
2026-01-22 | 15:08 | 72-B | F6 | [6 empty] | J5 | 36557 | Open Secondary(OS) | Duplex | 6-B | [5 empty] | A151535857 | Landis | 30 | 6 | AWG | 0.5 | 6 | AWG | 3 Phase | 124.6776 | 11.3003 | tamayo
2026-01-22 | 15:09 | 72-B | F6 | [6 empty] | J5 | 36557 | Open Secondary(OS) | Duplex | 6-B | [5 empty] | A151535861 | Landis | 30 | 6 | AWG | 0.5 | 6 | AWG | 3 Phase | 124.6776 | 11.3003 | tamayo
2026-01-22 | 15:09 | 72-B | F6 | [6 empty] | J5 | 36557 | Open Secondary(OS) | Duplex | 6-B | [5 empty] | 202400047649 | Intec | 30 | 6 | AWG | 0.5 | 6 | AWG | 3 Phase | 124.6776 | 11.3003 | tamayo
2026-01-22 | 15:10 | 72-B | F6 | [6 empty] | J5 | 36557 | Open Secondary(OS) | Duplex | 6-B | [5 empty] | SCL35072 | Landis | 60 | 6 | AWG | 0.5 | 6 | AWG | 3 Phase | 124.6776 | 11.3003 | tamayo
2026-01-22 | 15:11 | 72-B | F6 | [6 empty] | J5 | 36557 | Open Secondary(OS) | Duplex | 6-B | [5 empty] | A151535856 | Landis | 60 | 6 | AWG | 0.5 | 6 | AWG | 3 Phase | 124.6776 | 11.3003 | tamayo
2026-01-22 | 15:12 | 72-B | F6 | [6 empty] | J5 | 36557 | Open Secondary(OS) | Duplex | 6-B | [5 empty] | 202400314284 | Intec | 60 | 6 | AWG | 0.5 | 6 | AWG | 3 Phase | 124.6776 | 11.3003 | tamayo
2026-01-22 | 15:12 | 72-B | F6 | [6 empty] | J5 | 36557 | Open Secondary(OS) | Duplex | 6-B | [5 empty] | SCL78726 | Landis | 30 | 6 | AWG | 0.5 | 6 | AWG | 3 Phase | 124.6776 | 11.3003 | tamayo
2026-01-22 | 15:13 | 72-B | F6 | [6 empty] | J5 | 36557 | Open Secondary(OS) | Duplex | 6-B | [5 empty] | A151532130 | Landis | 60 | 6 | AWG | 0.5 | 6 | AWG | 3 Phase | 124.6776 | 11.3003 | tamayo
2026-01-22 | 15:14 | 72-B | F6 | [6 empty] | J5 | 36557 | Open Secondary(OS) | Duplex | 6-B | [5 empty] | A151535790 | Landis | 60 | 6 | AWG | 0.5 | 6 | AWG | 3 Phase | 124.6776 | 11.3003 | tamayo
2026-01-22 | 15:14 | 72-B | F6 | [6 empty] | J5 | 36557 | Open Secondary(OS) | Duplex | 6-B | [5 empty] | 201900068835 | Intec | 60 | 6 | AWG | 0.5 | 6 | AWG | 3 Phase | 124.6776 | 11.3003 | tamayo
2026-01-22 | 15:15 | 72-B | F6 | [6 empty] | J5 | 36557 | Open Secondary(OS) | Duplex | 6-B | [5 empty] | A261451946 | Landis | 30 | 6 | AWG | 0.5 | 6 | AWG | 3 Phase | 124.6776 | 11.3003 | tamayo
2026-01-22 | 15:16 | 72-B | F6 | [6 empty] | J5 | 36557 | Open Secondary(OS) | Duplex | 6-B | [5 empty] | A101211837 | Landis | 60 | 6 | AWG | 0.5 | 6 | AWG | 3 Phase | 124.6776 | 11.3003 | tamayo
2026-01-22 | 15:16 | 72-B | F6 | [6 empty] | J5 | 36557 | Open Secondary(OS) | Duplex | 6-B | [5 empty] | SCL34973 | Landis | 60 | 6 | AWG | 0.5 | 6 | AWG | 3 Phase | 124.6776 | 11.3003 | tamayo
2026-01-22 | 15:17 | 72-B | F6 | [6 empty] | J5 | 36557 | Open Secondary(OS) | Duplex | 6-B | [5 empty] | 202501002706 | Techen | 60 | 6 | AWG | 0.5 | 6 | AWG | 3 Phase | 124.6776 | 11.3003 | tamayo
2026-01-22 | 15:21 | 72-C | F6 | [6 empty] | J5 | 36557 | Open Secondary(OS) | Duplex | 6-C | [5 empty] | 201900040614 | Intec | 20 | 6 | AWG | 0.5 | 6 | AWG | 3 Phase | 124.6778 | 11.3008 | tamayo
2026-01-22 | 15:22 | 72-C | F6 | [6 empty] | J5 | 36557 | Open Secondary(OS) | Duplex | 6-C | [5 empty] | 20190004081 | Intec | 20 | 6 | AWG | 0.5 | 6 | AWG | 3 Phase | 124.6778 | 11.3008 | tamayo
2026-01-22 | 15:22 | 72-C | F6 | [6 empty] | J5 | 36557 | Open Secondary(OS) | Duplex | 6-C | [5 empty] | a071014561 | Landis | 20 | 6 | AWG | 0.5 | 6 | AWG | 3 Phase | 124.6778 | 11.3008 | tamayo
2026-01-22 | 15:22 | 72-C | F6 | [6 empty] | J5 | 36557 | Open Secondary(OS) | Duplex | 6-C | [5 empty] | a251121707 | Landis | 20 | 6 | AWG | 0.5 | 6 | AWG | 3 Phase | 124.6778 | 11.3008 | tamayo
2026-01-22 | 15:23 | 72-C | F6 | [6 empty] | J5 | 36557 | Open Secondary(OS) | Duplex | 6-C | [5 empty] | a251121880 | Landis | 20 | 6 | AWG | 0.5 | 6 | AWG | 3 Phase | 124.6778 | 11.3008 | tamayo
2026-01-22 | 15:23 | 72-C | F6 | [6 empty] | J5 | 36557 | Open Secondary(OS) | Duplex | 6-C | [5 empty] | 202400047407 | Intec | 20 | 6 | AWG | 0.5 | 6 | AWG | 3 Phase | 124.6778 | 11.3008 | tamayo
2026-01-22 | 15:24 | 72-C | F6 | [6 empty] | J5 | 36557 | Open Secondary(OS) | Duplex | 6-C | [5 empty] | 90350969 | Techen | 20 | 6 | AWG | 0.5 | 6 | AWG | 3 Phase | 124.6778 | 11.3008 | tamayo
2026-01-22 | 15:24 | 72-C | F6 | [6 empty] | J5 | 36557 | Open Secondary(OS) | Duplex | 6-C | [5 empty] | 202000117600 | Intec | 20 | 6 | AWG | 0.5 | 6 | AWG | 3 Phase | 124.6778 | 11.3008 | tamayo
2026-01-22 | 15:25 | 72-C | F6 | [6 empty] | J5 | 36557 | Open Secondary(OS) | Duplex | 6-C | [5 empty] | a071014557 | Landis | 30 | 6 | AWG | 0.5 | 6 | AWG | 3 Phase | 124.6778 | 11.3008 | tamayo
2026-01-22 | 15:25 | 72-C | F6 | [6 empty] | J5 | 36557 | Open Secondary(OS) | Duplex | 6-C | [5 empty] | a701014582 | Landis | 60 | 6 | AWG | 0.5 | 6 | AWG | 3 Phase | 124.6778 | 11.3008 | tamayo
2026-01-22 | 15:26 | 72-C | F6 | [6 empty] | J5 | 36557 | Open Secondary(OS) | Duplex | 6-C | [5 empty] | 202501002336 | Techen | 60 | 6 | AWG | 0.5 | 6 | AWG | 3 Phase | 124.6778 | 11.3008 | tamayo
2026-01-22 | 15:26 | 72-C | F6 | [6 empty] | J5 | 36557 | Open Secondary(OS) | Duplex | 6-C | [5 empty] | a151532129 | Landis | 60 | 6 | AWG | 0.5 | 6 | AWG | 3 Phase | 124.6778 | 11.3008 | tamayo
2026-01-22 | 15:27 | 72-C | F6 | [6 empty] | J5 | 36557 | Open Secondary(OS) | Duplex | 6-C | [5 empty] | a151538861 | Landis | 60 | 6 | AWG | 0.5 | 6 | AWG | 3 Phase | 124.6778 | 11.3008 | tamayo
2026-01-22 | 15:28 | 72-C | F6 | [6 empty] | J5 | 36557 | Open Secondary(OS) | Duplex | 6-C | [5 empty] | 201900069173 | Intec | 60 | 6 | AWG | 0.5 | 6 | AWG | 3 Phase | 124.6778 | 11.3008 | tamayo
2026-01-22 | 15:28 | 72-C | F6 | [6 empty] | J5 | 36557 | Open Secondary(OS) | Duplex | 6-C | [5 empty] | A151535941 | Landis | 60 | 6 | AWG | 0.5 | 6 | AWG | 3 Phase | 124.6778 | 11.3008 | tamayo
2026-01-22 | 15:29 | 72-C | F6 | [6 empty] | J5 | 36557 | Open Secondary(OS) | Duplex | 6-C | [5 empty] | 201700022680 | Intec | 60 | 6 | AWG | 0.5 | 6 | AWG | 3 Phase | 124.6778 | 11.3008 | tamayo
2026-01-22 | 15:29 | 72-C | F6 | [6 empty] | J5 | 36557 | Open Secondary(OS) | Duplex | 6-C | [5 empty] | 201700020703 | Intec | 30 | 6 | AWG | 0.5 | 6 | AWG | 3 Phase | 124.6778 | 11.3008 | tamayo
2026-01-22 | 15:30 | 72-C | F6 | [6 empty] | J5 | 36557 | Open Secondary(OS) | Duplex | 6-C | [5 empty] | 362859 |  | 30 | 6 | AWG | 0.5 | 6 | AWG | 3 Phase | 124.6778 | 11.3008 | tamayo
2026-01-22 | 15:31 | 72-C | F6 | [6 empty] | J5 | 36557 | Open Secondary(OS) | Duplex | 6-C | [5 empty] | 202200098179 | Intec | 60 | 6 | AWG | 0.5 | 6 | AWG | 3 Phase | 124.6778 | 11.3008 | tamayo
2026-01-22 | 15:32 | 72-C | F6 | [6 empty] | J5 | 36557 | Open Secondary(OS) | Duplex | 6-C | [5 empty] | 201900037388 | Intec | 60 | 6 | AWG | 0.5 | 6 | AWG | 3 Phase | 124.6778 | 11.3008 | tamayo
2026-01-22 | 15:33 | 72-C | F6 | [6 empty] | J5 | 36557 | Open Secondary(OS) | Duplex | 6-C | [5 empty] | A161463467 | Landis | 60 | 6 | AWG | 0.5 | 6 | AWG | 3 Phase | 124.6778 | 11.3008 | tamayo
2026-01-22 | 15:34 | 72-C | F6 | [6 empty] | J5 | 36557 | Open Secondary(OS) | Duplex | 6-C | [5 empty] | A101200381 | Landis | 30 | 6 | AWG | 0.5 | 6 | AWG | 3 Phase | 124.6778 | 11.3008 | tamayo
2026-01-22 | 15:34 | 72-C | F6 | [6 empty] | J5 | 36557 | Open Secondary(OS) | Duplex | 6-C | [5 empty] | A391084279 | Landis | 60 | 6 | AWG | 0.5 | 6 | AWG | 3 Phase | 124.6778 | 11.3008 | tamayo
2026-01-22 | 15:35 | 72-C | F6 | [6 empty] | J5 | 36557 | Open Secondary(OS) | Duplex | 6-C | [5 empty] | 202400314279 | Intec | 30 | 6 | AWG | 0.5 | 6 | AWG | 3 Phase | 124.6778 | 11.3008 | tamayo
2026-01-22 | 15:36 | 72-C | F6 | [6 empty] | J5 | 36557 | Open Secondary(OS) | Duplex | 6-C | [5 empty] | 201900069498 | Intec | 60 | 6 | AWG | 0.5 | 6 | AWG | 3 Phase | 124.6778 | 11.3008 | tamayo
2026-01-22 | 15:41 | 72-a | F6 | [6 empty] | J5 | 36557 | Open Secondary(OS) | Duplex | 6-a | [5 empty] | 354419 | Intec | 30 | 6 | AWG | 0.5 | 6 | AWG | 3 Phase | 124.6776 | 11.2989 | tamayo
2026-01-22 | 15:42 | 72-a | F6 | [6 empty] | J5 | 36557 | Open Secondary(OS) | Duplex | 6-a | [5 empty] | A221474543 | Landis | 30 | 6 | AWG | 0.5 | 6 | AWG | 3 Phase | 124.6776 | 11.2989 | tamayo
2026-01-22 | 15:42 | 72-a | F6 | [6 empty] | J5 | 36557 | Open Secondary(OS) | Duplex | 6-a | [5 empty] | A0811436028 | Landis | 60 | 6 | AWG | 0.5 | 6 | AWG | 3 Phase | 124.6776 | 11.2989 | tamayo
2026-01-22 | 15:43 | 72-a | F6 | [6 empty] | J5 | 36557 | Open Secondary(OS) | Duplex | 6-a | [5 empty] | A221474638 | Landis | 30 | 6 | AWG | 0.5 | 6 | AWG | 3 Phase | 124.6776 | 11.2989 | tamayo
2026-01-22 | 15:43 | 72-a | F6 | [6 empty] | J5 | 36557 | Open Secondary(OS) | Duplex | 6-a | [5 empty] | A221474542 | Landis | 60 | 6 | AWG | 0.5 | 6 | AWG | 3 Phase | 124.6776 | 11.2989 | tamayo
2026-01-22 | 15:44 | 72-a | F6 | [6 empty] | J5 | 36557 | Open Secondary(OS) | Duplex | 6-a | [5 empty] | 201900066408 | Intec | 60 | 6 | AWG | 0.5 | 6 | AWG | 3 Phase | 124.6776 | 11.2989 | tamayo
2026-01-22 | 15:45 | 72-a | F6 | [6 empty] | J5 | 36557 | Open Secondary(OS) | Duplex | 6-a | [5 empty] | A101212034 | Landis | 60 | 6 | AWG | 0.5 | 6 | AWG | 3 Phase | 124.6776 | 11.2989 | tamayo
2026-01-22 | 15:48 | 72-b | F6 | [6 empty] | J5 | 36557 | Under Built(UB) | Bare | 6-b | [5 empty] | a261453440 | Landis | 60 | 6 | AWG | 0.5 | 6 | AWG | 3 Phase | 124.6777 | 11.2983 | tamayo
2026-01-22 | 15:48 | 72-b | F6 | [6 empty] | J5 | 36557 | Under Built(UB) | Bare | 6-b | [5 empty] | a221462617 | Landis | 30 | 6 | AWG | 0.5 | 6 | AWG | 3 Phase | 124.6777 | 11.2983 | tamayo
2026-01-22 | 15:49 | 72-b | F6 | [6 empty] | J5 | 36557 | Under Built(UB) | Bare | 6-b | [5 empty] | a211069111 | Landis | 60 | 6 | AWG | 0.5 | 6 | AWG | 3 Phase | 124.6777 | 11.2983 | tamayo
2026-01-22 | 15:49 | 72-b | F6 | [6 empty] | J5 | 36557 | Under Built(UB) | Bare | 6-b | [5 empty] | a151535863 | Landis | 60 | 6 | AWG | 0.5 | 6 | AWG | 3 Phase | 124.6777 | 11.2983 | tamayo
2026-01-22 | 15:50 | 72-b | F6 | [6 empty] | J5 | 36557 | Under Built(UB) | Bare | 6-b | [5 empty] | 202501003013 | Techen | 60 | 6 | AWG | 0.5 | 6 | AWG | 3 Phase | 124.6777 | 11.2983 | tamayo
2026-01-22 | 15:50 | 72-b | F6 | [6 empty] | J5 | 36557 | Under Built(UB) | Bare | 6-b | [5 empty] | a151532131 | Landis | 100 | 6 | AWG | 0.5 | 6 | AWG | 3 Phase | 124.6777 | 11.2983 | tamayo
2026-01-22 | 15:51 | 72-b | F6 | [6 empty] | J5 | 36557 | Under Built(UB) | Bare | 6-b | [5 empty] | A22133020 | Landis | 30 | 6 | AWG | 0.5 | 6 | AWG | 3 Phase | 124.6777 | 11.2983 | tamayo
2026-01-22 | 15:52 | 72-b | F6 | [6 empty] | J5 | 36557 | Under Built(UB) | Bare | 6-b | [5 empty] | A081436022 | Landis | 100 | 6 | AWG | 0.5 | 6 | AWG | 3 Phase | 124.6777 | 11.2983 | tamayo
2026-01-22 | 15:52 | 72-b | F6 | [6 empty] | J5 | 36557 | Under Built(UB) | Bare | 6-b | [5 empty] | A081436021 | Landis | 60 | 6 | AWG | 0.5 | 6 | AWG | 3 Phase | 124.6777 | 11.2983 | tamayo
2026-01-22 | 15:53 | 72-b | F6 | [6 empty] | J5 | 36557 | Under Built(UB) | Bare | 6-b | [5 empty] | 201900037076 | Intec | 60 | 6 | AWG | 0.5 | 6 | AWG | 3 Phase | 124.6777 | 11.2983 | tamayo
2026-01-22 | 15:54 | 72-b | F6 | [6 empty] | J5 | 36557 | Under Built(UB) | Bare | 6-b | [5 empty] | A221474541 | Landis | 60 | 6 | AWG | 0.5 | 6 | AWG | 3 Phase | 124.6777 | 11.2983 | tamayo
2026-01-22 | 15:54 | 72-b | F6 | [6 empty] | J5 | 36557 | Under Built(UB) | Bare | 6-b | [5 empty] | A391083978 | Landis | 60 | 6 | AWG | 0.5 | 6 | AWG | 3 Phase | 124.6777 | 11.2983 | tamayo
2026-01-22 | 15:55 | 72-b | F6 | [6 empty] | J5 | 36557 | Under Built(UB) | Bare | 6-b | [5 empty] | 90284125 | Techen | 100 | 6 | AWG | 0.5 | 6 | AWG | 3 Phase | 124.6777 | 11.2983 | tamayo
2026-01-22 | 15:55 | 72-b | F6 | [6 empty] | J5 | 36557 | Under Built(UB) | Bare | 6-b | [5 empty] | SCL77177 | Landis | 100 | 6 | AWG | 0.5 | 6 | AWG | 3 Phase | 124.6777 | 11.2983 | tamayo
2026-01-22 | 16:01 | 71 | F6 | C1 | 2 | 2 | Horizontal | CBAN | 71 | J5 | 36557 | Under Built(UB) | Bare | 7 | [5 empty] | a261453782 | Landis | 60 | 6 | AWG | 0.5 | 6 | AWG | 3 Phase | 124.6772 | 11.2992 | tamayo
2026-01-22 | 16:06 | 70 | F6 | C14 | 2 | 2 | Horizontal | CBAN | 70 | J6 | 36557 | Under Built(UB) | Bare | 8 | [5 empty] | a251260199 | Landis | 15 | 6 | AWG | 0.5 | 6 | AWG | 3 Phase | 124.6763 | 11.2992 | tamayo
2026-01-22 | 16:07 | 70 | F6 | C14 | 2 | 2 | Horizontal | CBAN | 70 | J6 | 36557 | Under Built(UB) | Bare | 8 | [5 empty] | a251260387 | Landis | 15 | 6 | AWG | 0.5 | 6 | AWG | 3 Phase | 124.6763 | 11.2992 | tamayo
2026-01-22 | 16:07 | 70 | F6 | C14 | 2 | 2 | Horizontal | CBAN | 70 | J6 | 36557 | Under Built(UB) | Bare | 8 | [5 empty] | A151538702 | Landis | 20 | 6 | AWG | 0.5 | 6 | AWG | 3 Phase | 124.6763 | 11.2992 | tamayo
2026-01-22 | 16:08 | 70 | F6 | C14 | 2 | 2 | Horizontal | CBAN | 70 | J6 | 36557 | Under Built(UB) | Bare | 8 | [5 empty] | a291457409 | Landis | 30 | 6 | AWG | 0.5 | 6 | AWG | 3 Phase | 124.6763 | 11.2992 | tamayo
2026-01-22 | 16:08 | 70 | F6 | C14 | 2 | 2 | Horizontal | CBAN | 70 | J6 | 36557 | Under Built(UB) | Bare | 8 | [5 empty] | 201700022050 | Intec | 60 | 6 | AWG | 0.5 | 6 | AWG | 3 Phase | 124.6763 | 11.2992 | tamayo
2026-01-22 | 16:08 | 70 | F6 | C14 | 2 | 2 | Horizontal | CBAN | 70 | J6 | 36557 | Under Built(UB) | Bare | 8 | [5 empty] | a221479930 | Landis | 60 | 6 | AWG | 0.5 | 6 | AWG | 3 Phase | 124.6763 | 11.2992 | tamayo
2026-01-22 | 16:09 | 70 | F6 | C14 | 2 | 2 | Horizontal | CBAN | 70 | J6 | 36557 | Under Built(UB) | Bare | 8 | [5 empty] | 354402 | Intec | 60 | 6 | AWG | 0.5 | 6 | AWG | 3 Phase | 124.6763 | 11.2992 | tamayo
2026-01-22 | 16:09 | 70 | F6 | C14 | 2 | 2 | Horizontal | CBAN | 70 | J6 | 36557 | Under Built(UB) | Bare | 8 | [5 empty] | A251259395 | Landis | 60 | 6 | AWG | 0.5 | 6 | AWG | 3 Phase | 124.6763 | 11.2992 | tamayo
2026-01-22 | 16:10 | 70 | F6 | C14 | 2 | 2 | Horizontal | CBAN | 70 | J6 | 36557 | Under Built(UB) | Bare | 8 | [5 empty] | A231076250 | Landis | 60 | 6 | AWG | 0.5 | 6 | AWG | 3 Phase | 124.6763 | 11.2992 | tamayo
2026-01-22 | 16:11 | 70 | F6 | C14 | 2 | 2 | Horizontal | CBAN | 70 | J6 | 36557 | Under Built(UB) | Bare | 8 | [5 empty] | 90283457 | Techen | 30 | 6 | AWG | 0.5 | 6 | AWG | 3 Phase | 124.6763 | 11.2992 | tamayo
2026-01-22 | 16:11 | 70 | F6 | C14 | 2 | 2 | Horizontal | CBAN | 70 | J6 | 36557 | Under Built(UB) | Bare | 8 | [5 empty] | 90282849 | Techen | 60 | 6 | AWG | 0.5 | 6 | AWG | 3 Phase | 124.6763 | 11.2992 | tamayo
2026-01-22 | 16:12 | 70 | F6 | C14 | 2 | 2 | Horizontal | CBAN | 70 | J6 | 36557 | Under Built(UB) | Bare | 8 | [5 empty] | SCL35282 | Landis | 30 | 6 | AWG | 0.5 | 6 | AWG | 3 Phase | 124.6763 | 11.2992 | tamayo
2026-01-22 | 16:15 | 70-a | F6 | [6 empty] | J6 | .2/0 | Open Secondary(OS) | Duplex | 8-a | [5 empty] | 202300205670 | Intec | 15 | 6 | AWG | 0.5 | 6 | AWG | 3 Phase | 124.6762 | 11.299 | tamayo
2026-01-22 | 16:15 | 70-a | F6 | [6 empty] | J6 | .2/0 | Open Secondary(OS) | Duplex | 8-a | [5 empty] | a291457411 | Landis | 30 | 6 | AWG | 0.5 | 6 | AWG | 3 Phase | 124.6762 | 11.299 | tamayo
2026-01-22 | 16:16 | 70-a | F6 | [6 empty] | J6 | .2/0 | Open Secondary(OS) | Duplex | 8-a | [5 empty] | a151248088 | Landis | 60 | 6 | AWG | 0.5 | 6 | AWG | 3 Phase | 124.6762 | 11.299 | tamayo
2026-01-22 | 16:17 | 70-a | F6 | [6 empty] | J6 | .2/0 | Open Secondary(OS) | Duplex | 8-a | [5 empty] | a291457412 | Landis | 60 | 6 | AWG | 0.5 | 6 | AWG | 3 Phase | 124.6762 | 11.299 | tamayo
2026-01-22 | 16:17 | 70-a | F6 | [6 empty] | J6 | .2/0 | Open Secondary(OS) | Duplex | 8-a | [5 empty] | 354404 | Intec | 60 | 6 | AWG | 0.5 | 6 | AWG | 3 Phase | 124.6762 | 11.299 | tamayo
2026-01-22 | 16:18 | 70-a | F6 | [6 empty] | J6 | .2/0 | Open Secondary(OS) | Duplex | 8-a | [5 empty] | 201700022293 | Intec | 60 | 6 | AWG | 0.5 | 6 | AWG | 3 Phase | 124.6762 | 11.299 | tamayo
2026-01-22 | 16:18 | 70-a | F6 | [6 empty] | J6 | .2/0 | Open Secondary(OS) | Duplex | 8-a | [5 empty] | 202400048143 | Intec | 30 | 6 | AWG | 0.5 | 6 | AWG | 3 Phase | 124.6762 | 11.299 | tamayo
2026-01-22 | 16:19 | 70-a | F6 | [6 empty] | J6 | .2/0 | Open Secondary(OS) | Duplex | 8-a | [5 empty] | 202400047686 | Intec | 60 | 6 | AWG | 0.5 | 6 | AWG | 3 Phase | 124.6762 | 11.299 | tamayo
2026-01-23 | 9:47 | 69 | F6 | C8 | 2 | 2 | Horizontal | CBAN | 69 | [18 empty] | 3 Phase | 124.6752 | 11.2993 | tamayo
2026-01-23 | 9:55 | 68 | F6 | C8 | 2 | 2 | Horizontal | CBAN | 68 | [18 empty] | 3 Phase | 124.6742 | 11.2991 | tamayo
2026-01-23 | 10:08 | 67 | F6 | C14 | 2 | 2 | Horizontal | CBAN | 67 | J6 | 36557 | Under Built(UB) | Bare | 1 | [5 empty] | 202300204687 | Intec | 60 | 6 | AWG | 0.5 | 6 | AWG | 3 Phase | 124.6733 | 11.2988 | tamayo
2026-01-23 | 10:09 | 67 | F6 | C14 | 2 | 2 | Horizontal | CBAN | 67 | J6 | 36557 | Under Built(UB) | Bare | 1 | [5 empty] | 201700022082 | Intec | 60 | 6 | AWG | 0.5 | 6 | AWG | 3 Phase | 124.6733 | 11.2988 | tamayo
2026-01-23 | 10:09 | 67 | F6 | C14 | 2 | 2 | Horizontal | CBAN | 67 | J6 | 36557 | Under Built(UB) | Bare | 1 | [5 empty] | A151535074 | Landis | 60 | 6 | AWG | 0.5 | 6 | AWG | 3 Phase | 124.6733 | 11.2988 | tamayo
2026-01-23 | 10:15 | 66 | F6 | C2 | 2 | 2 | Horizontal | CBAN | 66 | J5 | 36557 | Under Built(UB) | Bare | 2 |  |  |  |  | Yes | 202100150196 | Intec | 30 | 6 | AWG | 0.5 | 6 | AWG | 3 Phase | 124.6726 | 11.2986 | tamayo
2026-01-23 | 10:16 | 66 | F6 | C2 | 2 | 2 | Horizontal | CBAN | 66 | J5 | 36557 | Under Built(UB) | Bare | 2 |  |  |  |  | Yes | 90283082 | Techen | 30 | 6 | AWG | 0.5 | 6 | AWG | 3 Phase | 124.6726 | 11.2986 | tamayo
2026-01-23 | 10:16 | 66 | F6 | C2 | 2 | 2 | Horizontal | CBAN | 66 | J5 | 36557 | Under Built(UB) | Bare | 2 |  |  |  |  | Yes | A151532590 | Landis | 60 | 6 | AWG | 0.5 | 6 | AWG | 3 Phase | 124.6726 | 11.2986 | tamayo
2026-01-23 | 10:17 | 66 | F6 | C2 | 2 | 2 | Horizontal | CBAN | 66 | J5 | 36557 | Under Built(UB) | Bare | 2 |  |  |  |  | Yes | A151532589 | Landis | 60 | 6 | AWG | 0.5 | 6 | AWG | 3 Phase | 124.6726 | 11.2986 | tamayo
2026-01-23 | 10:17 | 66 | F6 | C2 | 2 | 2 | Horizontal | CBAN | 66 | J5 | 36557 | Under Built(UB) | Bare | 2 |  |  |  |  | Yes | 202200102688 | Intec | 60 | 6 | AWG | 0.5 | 6 | AWG | 3 Phase | 124.6726 | 11.2986 | tamayo
2026-01-23 | 10:22 | 65 | F6 | C1 | 2 | 2 | Horizontal | CBAN | 65 | J8 | 36557 | Under Built(UB) | Bare | 3 |  |  |  |  | Yes | A261453441 | Landis | 30 | 6 | AWG | 0.5 | 6 | AWG | 3 Phase | 124.672 | 11.2984 | tamayo
2026-01-23 | 10:23 | 65 | F6 | C1 | 2 | 2 | Horizontal | CBAN | 65 | J8 | 36557 | Under Built(UB) | Bare | 3 |  |  |  |  | Yes | A151532583 | Landis | 60 | 6 | AWG | 0.5 | 6 | AWG | 3 Phase | 124.672 | 11.2984 | tamayo
2026-01-23 | 10:23 | 65 | F6 | C1 | 2 | 2 | Horizontal | CBAN | 65 | J8 | 36557 | Under Built(UB) | Bare | 3 |  |  |  |  | Yes | A321246255 | Landis | 60 | 6 | AWG | 0.5 | 6 | AWG | 3 Phase | 124.672 | 11.2984 | tamayo
2026-01-23 | 10:23 | 65 | F6 | C1 | 2 | 2 | Horizontal | CBAN | 65 | J8 | 36557 | Under Built(UB) | Bare | 3 |  |  |  |  | Yes | 202501003657 | Techen | 60 | 6 | AWG | 0.5 | 6 | AWG | 3 Phase | 124.672 | 11.2984 | tamayo
2026-01-23 | 10:24 | 65 | F6 | C1 | 2 | 2 | Horizontal | CBAN | 65 | J8 | 36557 | Under Built(UB) | Bare | 3 |  |  |  |  | Yes | 202100150194 | Intec | 60 | 6 | AWG | 0.5 | 6 | AWG | 3 Phase | 124.672 | 11.2984 | tamayo
2026-01-23 | 10:24 | 65 | F6 | C1 | 2 | 2 | Horizontal | CBAN | 65 | J8 | 36557 | Under Built(UB) | Bare | 3 |  |  |  |  | Yes | SCl78578 | Landis | 60 | 6 | AWG | 0.5 | 6 | AWG | 3 Phase | 124.672 | 11.2984 | tamayo
2026-01-23 | 10:25 | 65 | F6 | C1 | 2 | 2 | Horizontal | CBAN | 65 | J8 | 36557 | Under Built(UB) | Bare | 3 |  |  |  |  | Yes | 202400086677 | Intec | 60 | 6 | AWG | 0.5 | 6 | AWG | 3 Phase | 124.672 | 11.2984 | tamayo
2026-01-23 | 11:00 | 64 | F6 | C1 | 2 | 2 | Horizontal | CBAN | 64 | J6 | 36557 | Under Built(UB) | Bare | 4 | 25 | Common | 63 | AN | No | 202400315660 | Intec | 30 | 6 | AWG | 0.5 | 6 | AWG | 3 Phase | 124.6715 | 11.2983 | tamayo
2026-01-23 | 11:01 | 64 | F6 | C1 | 2 | 2 | Horizontal | CBAN | 64 | J6 | 36557 | Under Built(UB) | Bare | 4 | 25 | Common | 63 | AN | No | 202400315660 | Intec | 30 | 6 | AWG | 0.5 | 6 | AWG | 3 Phase | 124.6715 | 11.2983 | tamayo
2026-01-23 | 11:02 | 64 | F6 | C1 | 2 | 2 | Horizontal | CBAN | 64 | J6 | 36557 | Under Built(UB) | Bare | 4 | 25 | Common | 63 | AN | No | 202100042453 | Intec | 30 | 6 | AWG | 0.5 | 6 | AWG | 3 Phase | 124.6715 | 11.2983 | tamayo
2026-01-23 | 11:02 | 64 | F6 | C1 | 2 | 2 | Horizontal | CBAN | 64 | J6 | 36557 | Under Built(UB) | Bare | 4 | 25 | Common | 63 | AN | No | 90284172 | Techen | 60 | 6 | AWG | 0.5 | 6 | AWG | 3 Phase | 124.6715 | 11.2983 | tamayo
2026-01-23 | 11:03 | 64 | F6 | C1 | 2 | 2 | Horizontal | CBAN | 64 | J6 | 36557 | Under Built(UB) | Bare | 4 | 25 | Common | 63 | AN | No | 202400047597 | Intec | 60 | 6 | AWG | 0.5 | 6 | AWG | 3 Phase | 124.6715 | 11.2983 | tamayo
2026-01-23 | 11:04 | 64 | F6 | C1 | 2 | 2 | Horizontal | CBAN | 64 | J6 | 36557 | Under Built(UB) | Bare | 4 | 25 | Common | 63 | AN | No | 201700024393 | Intec | 30 | 6 | AWG | 0.5 | 6 | AWG | 3 Phase | 124.6715 | 11.2983 | tamayo
2026-01-23 | 11:04 | 64 | F6 | C1 | 2 | 2 | Horizontal | CBAN | 64 | J6 | 36557 | Under Built(UB) | Bare | 4 | 25 | Common | 63 | AN | No | 202400315662 | Intec | 60 | 6 | AWG | 0.5 | 6 | AWG | 3 Phase | 124.6715 | 11.2983 | tamayo
2026-01-23 | 11:05 | 64 | F6 | C1 | 2 | 2 | Horizontal | CBAN | 64 | J6 | 36557 | Under Built(UB) | Bare | 4 | 25 | Common | 63 | AN | No | 202100151399 | Intec | 30 | 6 | AWG | 0.5 | 6 | AWG | 3 Phase | 124.6715 | 11.2983 | tamayo
2026-01-23 | 11:11 | 64-A | F6 | [6 empty] | J5 | 36557 | Under Built(UB) | Duplex | 4-A |  |  |  | AN | No | A251259752 | Landis | 20 | 6 | AWG | 0.5 | 6 | AWG | 3 Phase | 124.6711 | 11.2988 | tamayo
2026-01-23 | 11:12 | 64-A | F6 | [6 empty] | J5 | 36557 | Under Built(UB) | Duplex | 4-A |  |  |  | AN | No | A251259753 | Landis | 30 | 6 | AWG | 0.5 | 6 | AWG | 3 Phase | 124.6711 | 11.2988 | tamayo
2026-01-23 | 11:12 | 64-A | F6 | [6 empty] | J5 | 36557 | Under Built(UB) | Duplex | 4-A |  |  |  | AN | No | A251259768 | Landis | 30 | 6 | AWG | 0.5 | 6 | AWG | 3 Phase | 124.6711 | 11.2988 | tamayo
2026-01-23 | 11:13 | 64-A | F6 | [6 empty] | J5 | 36557 | Under Built(UB) | Duplex | 4-A |  |  |  | AN | No | A251259769 | Landis | 30 | 6 | AWG | 0.5 | 6 | AWG | 3 Phase | 124.6711 | 11.2988 | tamayo
2026-01-23 | 11:13 | 64-A | F6 | [6 empty] | J5 | 36557 | Under Built(UB) | Duplex | 4-A |  |  |  | AN | No | A251259842 | Landis | 30 | 6 | AWG | 0.5 | 6 | AWG | 3 Phase | 124.6711 | 11.2988 | tamayo
2026-01-23 | 11:14 | 64-A | F6 | [6 empty] | J5 | 36557 | Under Built(UB) | Duplex | 4-A |  |  |  | AN | No | A381111047 | Landis | 30 | 6 | AWG | 0.5 | 6 | AWG | 3 Phase | 124.6711 | 11.2988 | tamayo
2026-01-23 | 11:14 | 64-A | F6 | [6 empty] | J5 | 36557 | Under Built(UB) | Duplex | 4-A |  |  |  | AN | No | 202501003019 | Intec | 30 | 6 | AWG | 0.5 | 6 | AWG | 3 Phase | 124.6711 | 11.2988 | tamayo
2026-01-23 | 11:15 | 64-A | F6 | [6 empty] | J5 | 36557 | Under Built(UB) | Duplex | 4-A |  |  |  | AN | No | A221479448 | Landis | 30 | 6 | AWG | 0.5 | 6 | AWG | 3 Phase | 124.6711 | 11.2988 | tamayo
2026-01-23 | 11:15 | 64-A | F6 | [6 empty] | J5 | 36557 | Under Built(UB) | Duplex | 4-A |  |  |  | AN | No | A151532582 | Landis | 30 | 6 | AWG | 0.5 | 6 | AWG | 3 Phase | 124.6711 | 11.2988 | tamayo
2026-01-23 | 11:16 | 64-A | F6 | [6 empty] | J5 | 36557 | Under Built(UB) | Duplex | 4-A |  |  |  | AN | No | A151532588 | Landis | 30 | 6 | AWG | 0.5 | 6 | AWG | 3 Phase | 124.6711 | 11.2988 | tamayo
2026-01-23 | 11:16 | 64-A | F6 | [6 empty] | J5 | 36557 | Under Built(UB) | Duplex | 4-A |  |  |  | AN | No | 90349912 | Techen | 60 | 6 | AWG | 0.5 | 6 | AWG | 3 Phase | 124.6711 | 11.2988 | tamayo
2026-01-23 | 11:16 | 64-A | F6 | [6 empty] | J5 | 36557 | Under Built(UB) | Duplex | 4-A |  |  |  | AN | No | 201700020676 | Intec | 60 | 6 | AWG | 0.5 | 6 | AWG | 3 Phase | 124.6711 | 11.2988 | tamayo
2026-01-23 | 11:17 | 64-A | F6 | [6 empty] | J5 | 36557 | Under Built(UB) | Duplex | 4-A |  |  |  | AN | No | 201700023750 | Intec | 30 | 6 | AWG | 0.5 | 6 | AWG | 3 Phase | 124.6711 | 11.2988 | tamayo
2026-01-23 | 11:17 | 64-A | F6 | [6 empty] | J5 | 36557 | Under Built(UB) | Duplex | 4-A |  |  |  | AN | No | 202400047588 | Intec | 30 | 6 | AWG | 0.5 | 6 | AWG | 3 Phase | 124.6711 | 11.2988 | tamayo
2026-01-23 | 11:20 | 64-B | F6 | [6 empty] | J5 | 36557 | Under Built(UB) | Duplex | 4-B |  |  |  | AN | No | 201900040973 | Intec | 30 | 6 | AWG | 0.5 | 6 | AWG | 3 Phase | 124.6713 | 11.2993 | tamayo
2026-01-23 | 11:20 | 64-B | F6 | [6 empty] | J5 | 36557 | Under Built(UB) | Duplex | 4-B |  |  |  | AN | No | 201700022679 | Intec | 30 | 6 | AWG | 0.5 | 6 | AWG | 3 Phase | 124.6713 | 11.2993 | tamayo
2026-01-23 | 11:21 | 64-B | F6 | [6 empty] | J5 | 36557 | Under Built(UB) | Duplex | 4-B |  |  |  | AN | No | a151532587 | Landis | 30 | 6 | AWG | 0.5 | 6 | AWG | 3 Phase | 124.6713 | 11.2993 | tamayo
2026-01-23 | 11:21 | 64-B | F6 | [6 empty] | J5 | 36557 | Under Built(UB) | Duplex | 4-B |  |  |  | AN | No | a261452757 | Landis | 30 | 6 | AWG | 0.5 | 6 | AWG | 3 Phase | 124.6713 | 11.2993 | tamayo
2026-01-23 | 11:21 | 64-B | F6 | [6 empty] | J5 | 36557 | Under Built(UB) | Duplex | 4-B |  |  |  | AN | No | a221331212 | Landis | 30 | 6 | AWG | 0.5 | 6 | AWG | 3 Phase | 124.6713 | 11.2993 | tamayo
2026-01-23 | 11:21 | 64-B | F6 | [6 empty] | J5 | 36557 | Under Built(UB) | Duplex | 4-B |  |  |  | AN | No | a251259932 | Landis | 30 | 6 | AWG | 0.5 | 6 | AWG | 3 Phase | 124.6713 | 11.2993 | tamayo
2026-01-23 | 11:22 | 64-B | F6 | [6 empty] | J5 | 36557 | Under Built(UB) | Duplex | 4-B |  |  |  | AN | No | a251259931 | Landis | 30 | 6 | AWG | 0.5 | 6 | AWG | 3 Phase | 124.6713 | 11.2993 | tamayo
2026-01-23 | 11:22 | 64-B | F6 | [6 empty] | J5 | 36557 | Under Built(UB) | Duplex | 4-B |  |  |  | AN | No | a251259940 | Landis | 30 | 6 | AWG | 0.5 | 6 | AWG | 3 Phase | 124.6713 | 11.2993 | tamayo
2026-01-23 | 11:22 | 64-B | F6 | [6 empty] | J5 | 36557 | Under Built(UB) | Duplex | 4-B |  |  |  | AN | No | a251259939 | Landis | 30 | 6 | AWG | 0.5 | 6 | AWG | 3 Phase | 124.6713 | 11.2993 | tamayo
2026-01-23 | 11:22 | 64-B | F6 | [6 empty] | J5 | 36557 | Under Built(UB) | Duplex | 4-B |  |  |  | AN | No | a221480661 | Landis | 30 | 6 | AWG | 0.5 | 6 | AWG | 3 Phase | 124.6713 | 11.2993 | tamayo
2026-01-23 | 11:25 | 64-C | F6 | [6 empty] | J5 | 36557 | Under Built(UB) | Duplex | 4-C |  |  |  | AN | No | a391085171 | Landis | 30 | 6 | AWG | 0.5 | 6 | AWG | 3 Phase | 124.6712 | 11.2999 | tamayo
2026-01-23 | 11:25 | 64-C | F6 | [6 empty] | J5 | 36557 | Under Built(UB) | Duplex | 4-C |  |  |  | AN | No | a251259930 | Landis | 30 | 6 | AWG | 0.5 | 6 | AWG | 3 Phase | 124.6712 | 11.2999 | tamayo
2026-01-23 | 11:25 | 64-C | F6 | [6 empty] | J5 | 36557 | Under Built(UB) | Duplex | 4-C |  |  |  | AN | No | 201900037095 | Intec | 30 | 6 | AWG | 0.5 | 6 | AWG | 3 Phase | 124.6712 | 11.2999 | tamayo
2026-01-23 | 11:25 | 64-C | F6 | [6 empty] | J5 | 36557 | Under Built(UB) | Duplex | 4-C |  |  |  | AN | No | a221479913 | Landis | 30 | 6 | AWG | 0.5 | 6 | AWG | 3 Phase | 124.6712 | 11.2999 | tamayo
2026-01-23 | 11:25 | 64-C | F6 | [6 empty] | J5 | 36557 | Under Built(UB) | Duplex | 4-C |  |  |  | AN | No | a151538139 | Landis | 30 | 6 | AWG | 0.5 | 6 | AWG | 3 Phase | 124.6712 | 11.2999 | tamayo
2026-01-23 | 11:26 | 64-C | F6 | [6 empty] | J5 | 36557 | Under Built(UB) | Duplex | 4-C |  |  |  | AN | No | 201700022890 | Intec | 30 | 6 | AWG | 0.5 | 6 | AWG | 3 Phase | 124.6712 | 11.2999 | tamayo
2026-01-23 | 11:26 | 64-C | F6 | [6 empty] | J5 | 36557 | Under Built(UB) | Duplex | 4-C |  |  |  | AN | No | 201900069178 | Intec | 30 | 6 | AWG | 0.5 | 6 | AWG | 3 Phase | 124.6712 | 11.2999 | tamayo
2026-01-23 | 11:26 | 64-C | F6 | [6 empty] | J5 | 36557 | Under Built(UB) | Duplex | 4-C |  |  |  | AN | No | 90283458 | Techen | 30 | 6 | AWG | 0.5 | 6 | AWG | 3 Phase | 124.6712 | 11.2999 | tamayo
2026-01-23 | 11:26 | 64-C | F6 | [6 empty] | J5 | 36557 | Under Built(UB) | Duplex | 4-C |  |  |  | AN | No | 201800157104 | Intec | 30 | 6 | AWG | 0.5 | 6 | AWG | 3 Phase | 124.6712 | 11.2999 | tamayo
2026-01-23 | 11:27 | 64-C | F6 | [6 empty] | J5 | 36557 | Under Built(UB) | Duplex | 4-C |  |  |  | AN | No | 201900062585 | Intec | 30 | 6 | AWG | 0.5 | 6 | AWG | 3 Phase | 124.6712 | 11.2999 | tamayo
2026-01-23 | 11:27 | 64-C | F6 | [6 empty] | J5 | 36557 | Under Built(UB) | Duplex | 4-C |  |  |  | AN | No | 202400048543 | Intec | 30 | 6 | AWG | 0.5 | 6 | AWG | 3 Phase | 124.6712 | 11.2999 | tamayo
2026-01-23 | 11:27 | 64-C | F6 | [6 empty] | J5 | 36557 | Under Built(UB) | Duplex | 4-C |  |  |  | AN | No | a251259929 | Landis | 30 | 6 | AWG | 0.5 | 6 | AWG | 3 Phase | 124.6712 | 11.2999 | tamayo
2026-01-23 | 11:29 | 64-D | F6 | [6 empty] | J5 | 36557 | Under Built(UB) | Duplex | 4-D |  |  |  | AN | No | 201900036888 | Intec | 30 | 6 | AWG | 0.5 | 6 | AWG | 3 Phase | 124.6712 | 11.3004 | tamayo
2026-01-23 | 11:30 | 64-D | F6 | [6 empty] | J5 | 36557 | Under Built(UB) | Duplex | 4-D |  |  |  | AN | No | 201900067642 | Intec | 60 | 6 | AWG | 0.5 | 6 | AWG | 3 Phase | 124.6712 | 11.3004 | tamayo
2026-01-23 | 11:30 | 64-D | F6 | [6 empty] | J5 | 36557 | Under Built(UB) | Duplex | 4-D |  |  |  | AN | No | 202100151146 | Intec | 30 | 6 | AWG | 0.5 | 6 | AWG | 3 Phase | 124.6712 | 11.3004 | tamayo
2026-01-23 | 11:30 | 64-D | F6 | [6 empty] | J5 | 36557 | Under Built(UB) | Duplex | 4-D |  |  |  | AN | No | 202200098104 | Intec | 30 | 6 | AWG | 0.5 | 6 | AWG | 3 Phase | 124.6712 | 11.3004 | tamayo
2026-01-23 | 11:31 | 64-D | F6 | [6 empty] | J5 | 36557 | Under Built(UB) | Duplex | 4-D |  |  |  | AN | No | 202200098109 | Intec | 30 | 6 | AWG | 0.5 | 6 | AWG | 3 Phase | 124.6712 | 11.3004 | tamayo
2026-01-23 | 11:31 | 64-D | F6 | [6 empty] | J5 | 36557 | Under Built(UB) | Duplex | 4-D |  |  |  | AN | No | 202200101764 | Intec | 30 | 6 | AWG | 0.5 | 6 | AWG | 3 Phase | 124.6712 | 11.3004 | tamayo
2026-01-23 | 11:31 | 64-D | F6 | [6 empty] | J5 | 36557 | Under Built(UB) | Duplex | 4-D |  |  |  | AN | No | 202200101324 | Intec | 30 | 6 | AWG | 0.5 | 6 | AWG | 3 Phase | 124.6712 | 11.3004 | tamayo
2026-01-23 | 11:31 | 64-D | F6 | [6 empty] | J5 | 36557 | Under Built(UB) | Duplex | 4-D |  |  |  | AN | No | 202501002335 | Techen | 30 | 6 | AWG | 0.5 | 6 | AWG | 3 Phase | 124.6712 | 11.3004 | tamayo
2026-01-23 | 11:32 | 64-D | F6 | [6 empty] | J5 | 36557 | Under Built(UB) | Duplex | 4-D |  |  |  | AN | No | 201900064217 | Intec | 30 | 6 | AWG | 0.5 | 6 | AWG | 3 Phase | 124.6712 | 11.3004 | tamayo
2026-01-23 | 11:32 | 64-D | F6 | [6 empty] | J5 | 36557 | Under Built(UB) | Duplex | 4-D |  |  |  | AN | No | a161463508 | Landis | 30 | 6 | AWG | 0.5 | 6 | AWG | 3 Phase | 124.6712 | 11.3004 | tamayo
2026-01-23 | 11:32 | 64-D | F6 | [6 empty] | J5 | 36557 | Under Built(UB) | Duplex | 4-D |  |  |  | AN | No | a251259933 | Landis | 30 | 6 | AWG | 0.5 | 6 | AWG | 3 Phase | 124.6712 | 11.3004 | tamayo
2026-01-23 | 11:32 | 64-D | F6 | [6 empty] | J5 | 36557 | Under Built(UB) | Duplex | 4-D |  |  |  | AN | No | 201700024509 | Intec | 30 | 6 | AWG | 0.5 | 6 | AWG | 3 Phase | 124.6712 | 11.3004 | tamayo
2026-01-23 | 11:33 | 64-D | F6 | [6 empty] | J5 | 36557 | Under Built(UB) | Duplex | 4-D |  |  |  | AN | No | 202400086599 | Intec | 30 | 6 | AWG | 0.5 | 6 | AWG | 3 Phase | 124.6712 | 11.3004 | tamayo
2026-01-23 | 11:33 | 64-D | F6 | [6 empty] | J5 | 36557 | Under Built(UB) | Duplex | 4-D |  |  |  | AN | No | 201900063086 | Intec | 30 | 6 | AWG | 0.5 | 6 | AWG | 3 Phase | 124.6712 | 11.3004 | tamayo
2026-01-23 | 11:33 | 64-D | F6 | [6 empty] | J5 | 36557 | Under Built(UB) | Duplex | 4-D |  |  |  | AN | No | a251259934 | Landis | 30 | 6 | AWG | 0.5 | 6 | AWG | 3 Phase | 124.6712 | 11.3004 | tamayo
2026-01-23 | 11:34 | 64-D | F6 | [6 empty] | J5 | 36557 | Under Built(UB) | Duplex | 4-D |  |  |  | AN | No | 202501003014 | Techen | 30 | 6 | AWG | 0.5 | 6 | AWG | 3 Phase | 124.6712 | 11.3004 | tamayo
2026-01-23 | 11:39 | 64-E | F6 | [6 empty] | J6 | 36557 | Under Built(UB) | Duplex | 4-E |  |  |  | AN | No | a151532581 | Landis | 30 | 6 | AWG | 0.5 | 6 | AWG | 3 Phase | 124.6712 | 11.301 | tamayo
2026-01-23 | 11:39 | 64-E | F6 | [6 empty] | J6 | 36557 | Under Built(UB) | Duplex | 4-E |  |  |  | AN | No | a151538862 | Landis | 30 | 6 | AWG | 0.5 | 6 | AWG | 3 Phase | 124.6712 | 11.301 | tamayo
2026-01-23 | 11:40 | 64-E | F6 | [6 empty] | J6 | 36557 | Under Built(UB) | Duplex | 4-E |  |  |  | AN | No | a161463424 | Landis | 30 | 6 | AWG | 0.5 | 6 | AWG | 3 Phase | 124.6712 | 11.301 | tamayo
2026-01-23 | 11:40 | 64-E | F6 | [6 empty] | J6 | 36557 | Under Built(UB) | Duplex | 4-E |  |  |  | AN | No | a251259755 | Landis | 30 | 6 | AWG | 0.5 | 6 | AWG | 3 Phase | 124.6712 | 11.301 | tamayo
2026-01-23 | 11:40 | 64-E | F6 | [6 empty] | J6 | 36557 | Under Built(UB) | Duplex | 4-E |  |  |  | AN | No | 202200101316 | Intec | 30 | 6 | AWG | 0.5 | 6 | AWG | 3 Phase | 124.6712 | 11.301 | tamayo
2026-01-23 | 11:40 | 64-E | F6 | [6 empty] | J6 | 36557 | Under Built(UB) | Duplex | 4-E |  |  |  | AN | No | q321246133 | Landis | 30 | 6 | AWG | 0.5 | 6 | AWG | 3 Phase | 124.6712 | 11.301 | tamayo
2026-01-23 | 11:41 | 64-E | F6 | [6 empty] | J6 | 36557 | Under Built(UB) | Duplex | 4-E |  |  |  | AN | No | a321246127 | Landis | 30 | 6 | AWG | 0.5 | 6 | AWG | 3 Phase | 124.6712 | 11.301 | tamayo
2026-01-23 | 11:41 | 64-E | F6 | [6 empty] | J6 | 36557 | Under Built(UB) | Duplex | 4-E |  |  |  | AN | No | a251259764 | Landis | 30 | 6 | AWG | 0.5 | 6 | AWG | 3 Phase | 124.6712 | 11.301 | tamayo
2026-01-23 | 11:41 | 64-E | F6 | [6 empty] | J6 | 36557 | Under Built(UB) | Duplex | 4-E |  |  |  | AN | No | 202100151376 | Intec | 30 | 6 | AWG | 0.5 | 6 | AWG | 3 Phase | 124.6712 | 11.301 | tamayo
2026-01-23 | 11:41 | 64-E | F6 | [6 empty] | J6 | 36557 | Under Built(UB) | Duplex | 4-E |  |  |  | AN | No | 201800156935 | Intec | 30 | 6 | AWG | 0.5 | 6 | AWG | 3 Phase | 124.6712 | 11.301 | tamayo
2026-01-23 | 11:42 | 64-E | F6 | [6 empty] | J6 | 36557 | Under Built(UB) | Duplex | 4-E |  |  |  | AN | No | 202501002338 | Techen | 30 | 6 | AWG | 0.5 | 6 | AWG | 3 Phase | 124.6712 | 11.301 | tamayo
2026-01-23 | 11:42 | 64-E | F6 | [6 empty] | J6 | 36557 | Under Built(UB) | Duplex | 4-E |  |  |  | AN | No | a151536685 | Landis | 30 | 6 | AWG | 0.5 | 6 | AWG | 3 Phase | 124.6712 | 11.301 | tamayo
2026-01-23 | 11:47 | 64-a | F6 | A2 | 2 | 2 | Vertical | CN | 64-a | [8 empty] | AN | [9 empty] | Single Phase | 124.6717 | 11.2979 | tamayo
2026-01-23 | 11:52 | 64-b | F6 | A2 | 2 | 2 | Vertical | CN | 64-b | J8 | 36557 | Under Built(UB) | Duplex |  | 15 | Sole | 63-b |  | Yes | a261453553 | Landis | 30 | 6 | AWG | 0.5 | 6 | AWG | Single Phase | 124.672 | 11.2975 | tamayo
2026-01-23 | 12:01 | 64-c | F6 | A2 | 2 | 2 | Vertical | CN | 64-c | J6 | 36557 | Under Built(UB) | Bare | 1 | [5 empty] | a351390753 | Landis | 30 | 6 | AWG | 0.5 | 6 | AWG | Single Phase | 124.672 | 11.297 | tamayo
2026-01-23 | 12:02 | 64-c | F6 | A2 | 2 | 2 | Vertical | CN | 64-c | J6 | 36557 | Under Built(UB) | Bare | 1 | [5 empty] | a441216794 | Landis | 30 | 6 | AWG | 0.5 | 6 | AWG | Single Phase | 124.672 | 11.297 | tamayo
2026-01-23 | 12:02 | 64-c | F6 | A2 | 2 | 2 | Vertical | CN | 64-c | J6 | 36557 | Under Built(UB) | Bare | 1 | [5 empty] | 202400314473 | Intec | 30 | 6 | AWG | 0.5 | 6 | AWG | Single Phase | 124.672 | 11.297 | tamayo
2026-01-23 | 12:02 | 64-c | F6 | A2 | 2 | 2 | Vertical | CN | 64-c | J6 | 36557 | Under Built(UB) | Bare | 1 | [5 empty] | 202100150195 | Intec | 30 | 6 | AWG | 0.5 | 6 | AWG | Single Phase | 124.672 | 11.297 | tamayo
2026-01-23 | 12:05 | 64-d | F6 | A1 | 2 | 2 | Vertical | CN | 64-d | J5 | 36557 | Under Built(UB) | Bare | 2 | [5 empty] | 202501003640 | Techen | 30 | 6 | AWG | 0.5 | 6 | AWG | Single Phase | 124.6723 | 11.2966 | tamayo
2026-01-23 | 12:06 | 64-d | F6 | A1 | 2 | 2 | Vertical | CN | 64-d | J5 | 36557 | Under Built(UB) | Bare | 2 | [5 empty] | a211069132 | Landis | 30 | 6 | AWG | 0.5 | 6 | AWG | Single Phase | 124.6723 | 11.2966 | tamayo
2026-01-23 | 12:06 | 64-d | F6 | A1 | 2 | 2 | Vertical | CN | 64-d | J5 | 36557 | Under Built(UB) | Bare | 2 | [5 empty] | SCL77581 | Landis | 30 | 6 | AWG | 0.5 | 6 | AWG | Single Phase | 124.6723 | 11.2966 | tamayo
2026-01-23 | 12:06 | 64-d | F6 | A1 | 2 | 2 | Vertical | CN | 64-d | J5 | 36557 | Under Built(UB) | Bare | 2 | [5 empty] | a151535497 | Landis | 30 | 6 | AWG | 0.5 | 6 | AWG | Single Phase | 124.6723 | 11.2966 | tamayo
2026-01-23 | 12:06 | 64-d | F6 | A1 | 2 | 2 | Vertical | CN | 64-d | J5 | 36557 | Under Built(UB) | Bare | 2 | [5 empty] | a151535496 | Landis | 60 | 6 | AWG | 0.5 | 6 | AWG | Single Phase | 124.6723 | 11.2966 | tamayo
2026-01-23 | 12:07 | 64-d | F6 | A1 | 2 | 2 | Vertical | CN | 64-d | J5 | 36557 | Under Built(UB) | Bare | 2 | [5 empty] | 201900069195 | Intec | 30 | 6 | AWG | 0.5 | 6 | AWG | Single Phase | 124.6723 | 11.2966 | tamayo
2026-01-23 | 12:07 | 64-d | F6 | A1 | 2 | 2 | Vertical | CN | 64-d | J5 | 36557 | Under Built(UB) | Bare | 2 | [5 empty] | 202400315659 | Intec | 30 | 6 | AWG | 0.5 | 6 | AWG | Single Phase | 124.6723 | 11.2966 | tamayo
2026-01-23 | 12:07 | 64-d | F6 | A1 | 2 | 2 | Vertical | CN | 64-d | J5 | 36557 | Under Built(UB) | Bare | 2 | [5 empty] | a151535788 | Landis | 30 | 6 | AWG | 0.5 | 6 | AWG | Single Phase | 124.6723 | 11.2966 | tamayo
2026-01-23 | 12:07 | 64-d | F6 | A1 | 2 | 2 | Vertical | CN | 64-d | J5 | 36557 | Under Built(UB) | Bare | 2 | [5 empty] | a351590652 | Landis | 60 | 6 | AWG | 0.5 | 6 | AWG | Single Phase | 124.6723 | 11.2966 | tamayo
2026-01-23 | 12:08 | 64-d | F6 | A1 | 2 | 2 | Vertical | CN | 64-d | J5 | 36557 | Under Built(UB) | Bare | 2 | [5 empty] | 202200101454 | Intec | 60 | 6 | AWG | 0.5 | 6 | AWG | Single Phase | 124.6723 | 11.2966 | tamayo
2026-01-23 | 13:01 | 64-e | F6 | A1 | 2 | 2 | Vertical | CN | 64-e | J5 | 36557 | Under Built(UB) | Bare | 3 | [5 empty] | 202100151395 | Intec | 30 | 6 | AWG | 0.5 | 6 | AWG | Single Phase | 124.6725 | 11.2962 | OBADO
2026-01-23 | 13:03 | 64-f | F6 | A2 | 2 | 2 | Vertical | CN | 64-f | J5 | 36557 | Under Built(UB) | Bare | 4 | [5 empty] | SCL35253 | Landis | 30 | 6 | AWG | 0.5 | 6 | AWG | Single Phase | 124.6727 | 11.2958 | OBADO
2026-01-23 | 13:03 | 64-f | F6 | A2 | 2 | 2 | Vertical | CN | 64-f | J5 | 36557 | Under Built(UB) | Bare | 4 | [5 empty] | a351390611 | Landis | 30 | 6 | AWG | 0.5 | 6 | AWG | Single Phase | 124.6727 | 11.2958 | OBADO
2026-01-23 | 13:04 | 64-f | F6 | A2 | 2 | 2 | Vertical | CN | 64-f | J5 | 36557 | Under Built(UB) | Bare | 4 | [5 empty] | a351390533 | Landis | 30 | 6 | AWG | 0.5 | 6 | AWG | Single Phase | 124.6727 | 11.2958 | OBADO
2026-01-23 | 13:04 | 64-f | F6 | A2 | 2 | 2 | Vertical | CN | 64-f | J5 | 36557 | Under Built(UB) | Bare | 4 | [5 empty] | 90451111 | Techen | 30 | 6 | AWG | 0.5 | 6 | AWG | Single Phase | 124.6727 | 11.2958 | OBADO
2026-01-23 | 13:04 | 64-f | F6 | A2 | 2 | 2 | Vertical | CN | 64-f | J5 | 36557 | Under Built(UB) | Bare | 4 | [5 empty] | 202100150082 | Intec | 60 | 6 | AWG | 0.5 | 6 | AWG | Single Phase | 124.6727 | 11.2958 | OBADO
2026-01-23 | 13:04 | 64-f | F6 | A2 | 2 | 2 | Vertical | CN | 64-f | J5 | 36557 | Under Built(UB) | Bare | 4 | [5 empty] | 201900067307 | Intec | 30 | 6 | AWG | 0.5 | 6 | AWG | Single Phase | 124.6727 | 11.2958 | OBADO
2026-01-23 | 13:05 | 64-f | F6 | A2 | 2 | 2 | Vertical | CN | 64-f | J5 | 36557 | Under Built(UB) | Bare | 4 | [5 empty] | 202100151367 | Intec | 30 | 6 | AWG | 0.5 | 6 | AWG | Single Phase | 124.6727 | 11.2958 | OBADO
2026-01-23 | 13:05 | 64-f | F6 | A2 | 2 | 2 | Vertical | CN | 64-f | J5 | 36557 | Under Built(UB) | Bare | 4 | [5 empty] | a151535789 | Landis | 30 | 6 | AWG | 0.5 | 6 | AWG | Single Phase | 124.6727 | 11.2958 | OBADO
2026-01-23 | 13:05 | 64-f | F6 | A2 | 2 | 2 | Vertical | CN | 64-f | J5 | 36557 | Under Built(UB) | Bare | 4 | [5 empty] | a151532580 | Landis | 30 | 6 | AWG | 0.5 | 6 | AWG | Single Phase | 124.6727 | 11.2958 | OBADO
2026-01-23 | 13:07 | 64-g | F6 | A2 | 2 | 2 | Vertical | CN | 64-g | J5 | 36557 | Under Built(UB) | Bare | 5 | [5 empty] | a381107113 | Landis | 60 | 6 | AWG | 0.5 | 6 | AWG | Single Phase | 124.6728 | 11.2952 | OBADO
2026-01-23 | 13:08 | 64-g | F6 | A2 | 2 | 2 | Vertical | CN | 64-g | J5 | 36557 | Under Built(UB) | Bare | 5 | [5 empty] | a071014059 | Landis | 60 | 6 | AWG | 0.5 | 6 | AWG | Single Phase | 124.6728 | 11.2952 | OBADO
2026-01-23 | 13:08 | 64-g | F6 | A2 | 2 | 2 | Vertical | CN | 64-g | J5 | 36557 | Under Built(UB) | Bare | 5 | [5 empty] | a401217561 | Landis | 60 | 6 | AWG | 0.5 | 6 | AWG | Single Phase | 124.6728 | 11.2952 | OBADO
2026-01-23 | 13:08 | 64-g | F6 | A2 | 2 | 2 | Vertical | CN | 64-g | J5 | 36557 | Under Built(UB) | Bare | 5 | [5 empty] | a351390612 | Landis | 60 | 6 | AWG | 0.5 | 6 | AWG | Single Phase | 124.6728 | 11.2952 | OBADO
2026-01-23 | 13:08 | 64-g | F6 | A2 | 2 | 2 | Vertical | CN | 64-g | J5 | 36557 | Under Built(UB) | Bare | 5 | [5 empty] | a351390616 | Landis | 30 | 6 | AWG | 0.5 | 6 | AWG | Single Phase | 124.6728 | 11.2952 | OBADO
2026-01-23 | 13:08 | 64-g | F6 | A2 | 2 | 2 | Vertical | CN | 64-g | J5 | 36557 | Under Built(UB) | Bare | 5 | [5 empty] | a351390617 | Landis | 30 | 6 | AWG | 0.5 | 6 | AWG | Single Phase | 124.6728 | 11.2952 | OBADO
2026-01-23 | 13:09 | 64-g | F6 | A2 | 2 | 2 | Vertical | CN | 64-g | J5 | 36557 | Under Built(UB) | Bare | 5 | [5 empty] | a151535614 | Landis | 60 | 6 | AWG | 0.5 | 6 | AWG | Single Phase | 124.6728 | 11.2952 | OBADO
2026-01-23 | 13:09 | 64-g | F6 | A2 | 2 | 2 | Vertical | CN | 64-g | J5 | 36557 | Under Built(UB) | Bare | 5 | [5 empty] | a151535613 | Landis | 60 | 6 | AWG | 0.5 | 6 | AWG | Single Phase | 124.6728 | 11.2952 | OBADO
2026-01-23 | 13:09 | 64-g | F6 | A2 | 2 | 2 | Vertical | CN | 64-g | J5 | 36557 | Under Built(UB) | Bare | 5 | [5 empty] | a17712354 | Landis | 30 | 6 | AWG | 0.5 | 6 | AWG | Single Phase | 124.6728 | 11.2952 | OBADO
2026-01-23 | 13:09 | 64-g | F6 | A2 | 2 | 2 | Vertical | CN | 64-g | J5 | 36557 | Under Built(UB) | Bare | 5 | [5 empty] | a151532585 | Landis | 30 | 6 | AWG | 0.5 | 6 | AWG | Single Phase | 124.6728 | 11.2952 | OBADO
2026-01-23 | 13:10 | 64-g | F6 | A2 | 2 | 2 | Vertical | CN | 64-g | J5 | 36557 | Under Built(UB) | Bare | 5 | [5 empty] | 202100150192 | Intec | 60 | 6 | AWG | 0.5 | 6 | AWG | Single Phase | 124.6728 | 11.2952 | OBADO
2026-01-23 | 13:12 | 64- | F6 | A1 | 2 | 2 | Vertical | CN | 64-h | J8 | 36557 | Under Built(UB) | Bare | 6 | [5 empty] | 202501003018 | Techen | 30 | 6 | AWG | 0.5 | 6 | AWG | Single Phase | 124.6732 | 11.2948 | OBADO
2026-01-23 | 13:12 | 64- | F6 | A1 | 2 | 2 | Vertical | CN | 64-h | J8 | 36557 | Under Built(UB) | Bare | 6 | [5 empty] | 202200101505 | Intec | 30 | 6 | AWG | 0.5 | 6 | AWG | Single Phase | 124.6732 | 11.2948 | OBADO
2026-01-23 | 13:13 | 64- | F6 | A1 | 2 | 2 | Vertical | CN | 64-h | J8 | 36557 | Under Built(UB) | Bare | 6 | [5 empty] | 201900065198 | Intec | 60 | 6 | AWG | 0.5 | 6 | AWG | Single Phase | 124.6732 | 11.2948 | OBADO
2026-01-23 | 13:13 | 64- | F6 | A1 | 2 | 2 | Vertical | CN | 64-h | J8 | 36557 | Under Built(UB) | Bare | 6 | [5 empty] | a151537465 | Landis | 30 | 6 | AWG | 0.5 | 6 | AWG | Single Phase | 124.6732 | 11.2948 | OBADO
2026-01-23 | 13:13 | 64- | F6 | A1 | 2 | 2 | Vertical | CN | 64-h | J8 | 36557 | Under Built(UB) | Bare | 6 | [5 empty] | a261452515 | Landis | 30 | 6 | AWG | 0.5 | 6 | AWG | Single Phase | 124.6732 | 11.2948 | OBADO
2026-01-23 | 13:14 | 64- | F6 | A1 | 2 | 2 | Vertical | CN | 64-h | J8 | 36557 | Under Built(UB) | Bare | 6 | [5 empty] | a101200390 | Landis | 30 | 6 | AWG | 0.5 | 6 | AWG | Single Phase | 124.6732 | 11.2948 | OBADO
2026-01-23 | 13:16 | 64-i | F6 | A2 | 2 | 2 | Vertical | CN | 64-i | J5 | 36557 | Under Built(UB) | Duplex | 7 | [5 empty] | a351390721 | Landis | 60 | 6 | AWG | 0.5 | 6 | AWG | Single Phase | 124.6737 | 11.2944 | OBADO
2026-01-23 | 13:17 | 64-i | F6 | A2 | 2 | 2 | Vertical | CN | 64-i | J5 | 36557 | Under Built(UB) | Duplex | 7 | [5 empty] | a221479592 | Landis | 30 | 6 | AWG | 0.5 | 6 | AWG | Single Phase | 124.6737 | 11.2944 | OBADO
2026-01-23 | 13:17 | 64-i | F6 | A2 | 2 | 2 | Vertical | CN | 64-i | J5 | 36557 | Under Built(UB) | Duplex | 7 | [5 empty] | a151538145 | Landis | 30 | 6 | AWG | 0.5 | 6 | AWG | Single Phase | 124.6737 | 11.2944 | OBADO
2026-01-23 | 13:17 | 64-i | F6 | A2 | 2 | 2 | Vertical | CN | 64-i | J5 | 36557 | Under Built(UB) | Duplex | 7 | [5 empty] | a281146433 | Landis | 30 | 6 | AWG | 0.5 | 6 | AWG | Single Phase | 124.6737 | 11.2944 | OBADO
2026-01-23 | 13:17 | 64-i | F6 | A2 | 2 | 2 | Vertical | CN | 64-i | J5 | 36557 | Under Built(UB) | Duplex | 7 | [5 empty] | a151535864 | Landis | 30 | 6 | AWG | 0.5 | 6 | AWG | Single Phase | 124.6737 | 11.2944 | OBADO
2026-01-23 | 13:18 | 64-i | F6 | A2 | 2 | 2 | Vertical | CN | 64-i | J5 | 36557 | Under Built(UB) | Duplex | 7 | [5 empty] | a351388631 | Landis | 50 | 6 | AWG | 0.5 | 6 | AWG | Single Phase | 124.6737 | 11.2944 | OBADO
2026-01-23 | 13:18 | 64-i | F6 | A2 | 2 | 2 | Vertical | CN | 64-i | J5 | 36557 | Under Built(UB) | Duplex | 7 | [5 empty] | a411111898 | Landis | 30 | 6 | AWG | 0.5 | 6 | AWG | Single Phase | 124.6737 | 11.2944 | OBADO
2026-01-23 | 13:18 | 64-i | F6 | A2 | 2 | 2 | Vertical | CN | 64-i | J5 | 36557 | Under Built(UB) | Duplex | 7 | [5 empty] | 202100150072 | Intec | 30 | 6 | AWG | 0.5 | 6 | AWG | Single Phase | 124.6737 | 11.2944 | OBADO
2026-01-23 | 13:23 | 64-j | F6 | A2 | 2 | 2 | Vertical | CN | 64-j | J5 | 36557 | Under Built(UB) | Duplex | 8 | 50 | Common | 64-j | AN | No | a251259639 | Landis | 30 | 6 | AWG | 0.5 | 6 | AWG | Single Phase | 124.6744 | 11.2942 | OBADO
2026-01-23 | 13:23 | 64-j | F6 | A2 | 2 | 2 | Vertical | CN | 64-j | J5 | 36557 | Under Built(UB) | Duplex | 8 | 50 | Common | 64-j | AN | No | a221333019 | Landis | 30 | 6 | AWG | 0.5 | 6 | AWG | Single Phase | 124.6744 | 11.2942 | OBADO
2026-01-23 | 13:24 | 64-j | F6 | A2 | 2 | 2 | Vertical | CN | 64-j | J5 | 36557 | Under Built(UB) | Duplex | 8 | 50 | Common | 64-j | AN | No | a351390602 | Landis | 60 | 6 | AWG | 0.5 | 6 | AWG | Single Phase | 124.6744 | 11.2942 | OBADO
2026-01-23 | 13:24 | 64-j | F6 | A2 | 2 | 2 | Vertical | CN | 64-j | J5 | 36557 | Under Built(UB) | Duplex | 8 | 50 | Common | 64-j | AN | No | a281146409 | Landis | 100 | 6 | AWG | 0.5 | 6 | AWG | Single Phase | 124.6744 | 11.2942 | OBADO
2026-01-23 | 13:24 | 64-j | F6 | A2 | 2 | 2 | Vertical | CN | 64-j | J5 | 36557 | Under Built(UB) | Duplex | 8 | 50 | Common | 64-j | AN | No | a351390601 | Landis | 60 | 6 | AWG | 0.5 | 6 | AWG | Single Phase | 124.6744 | 11.2942 | OBADO
2026-01-23 | 13:24 | 64-j | F6 | A2 | 2 | 2 | Vertical | CN | 64-j | J5 | 36557 | Under Built(UB) | Duplex | 8 | 50 | Common | 64-j | AN | No | a351390727 | Landis | 60 | 6 | AWG | 0.5 | 6 | AWG | Single Phase | 124.6744 | 11.2942 | OBADO
2026-01-23 | 13:25 | 64-j | F6 | A2 | 2 | 2 | Vertical | CN | 64-j | J5 | 36557 | Under Built(UB) | Duplex | 8 | 50 | Common | 64-j | AN | No | a351390600 | Landis | 75 | 6 | AWG | 0.5 | 6 | AWG | Single Phase | 124.6744 | 11.2942 | OBADO
2026-01-23 | 13:25 | 64-j | F6 | A2 | 2 | 2 | Vertical | CN | 64-j | J5 | 36557 | Under Built(UB) | Duplex | 8 | 50 | Common | 64-j | AN | No | a351390598 | Landis | 60 | 6 | AWG | 0.5 | 6 | AWG | Single Phase | 124.6744 | 11.2942 | OBADO
2026-01-23 | 13:25 | 64-j | F6 | A2 | 2 | 2 | Vertical | CN | 64-j | J5 | 36557 | Under Built(UB) | Duplex | 8 | 50 | Common | 64-j | AN | No | a351390599 | Landis | 100 | 6 | AWG | 0.5 | 6 | AWG | Single Phase | 124.6744 | 11.2942 | OBADO
2026-01-23 | 13:26 | 64-j | F6 | A2 | 2 | 2 | Vertical | CN | 64-j | J5 | 36557 | Under Built(UB) | Duplex | 8 | 50 | Common | 64-j | AN | No | 202100151191 | Intec | 100 | 6 | AWG | 0.5 | 6 | AWG | Single Phase | 124.6744 | 11.2942 | OBADO
2026-01-23 | 13:26 | 64-j | F6 | A2 | 2 | 2 | Vertical | CN | 64-j | J5 | 36557 | Under Built(UB) | Duplex | 8 | 50 | Common | 64-j | AN | No | 202100151374 | Intec | 100 | 6 | AWG | 0.5 | 6 | AWG | Single Phase | 124.6744 | 11.2942 | OBADO
2026-01-23 | 13:26 | 64-j | F6 | A2 | 2 | 2 | Vertical | CN | 64-j | J5 | 36557 | Under Built(UB) | Duplex | 8 | 50 | Common | 64-j | AN | No | 202100151378 | Intec | 100 | 6 | AWG | 0.5 | 6 | AWG | Single Phase | 124.6744 | 11.2942 | OBADO
2026-01-23 | 13:27 | 64-j | F6 | A2 | 2 | 2 | Vertical | CN | 64-j | J5 | 36557 | Under Built(UB) | Duplex | 8 | 50 | Common | 64-j | AN | No | 201700022305 | Intec | 100 | 6 | AWG | 0.5 | 6 | AWG | Single Phase | 124.6744 | 11.2942 | OBADO
2026-01-23 | 13:27 | 64-j | F6 | A2 | 2 | 2 | Vertical | CN | 64-j | J5 | 36557 | Under Built(UB) | Duplex | 8 | 50 | Common | 64-j | AN | No | 202400315766 | Intec | 100 | 6 | AWG | 0.5 | 6 | AWG | Single Phase | 124.6744 | 11.2942 | OBADO
2026-01-23 | 13:27 | 64-j | F6 | A2 | 2 | 2 | Vertical | CN | 64-j | J5 | 36557 | Under Built(UB) | Duplex | 8 | 50 | Common | 64-j | AN | No | a351390603 | Landis | 100 | 6 | AWG | 0.5 | 6 | AWG | Single Phase | 124.6744 | 11.2942 | OBADO
2026-01-23 | 13:27 | 64-j | F6 | A2 | 2 | 2 | Vertical | CN | 64-j | J5 | 36557 | Under Built(UB) | Duplex | 8 | 50 | Common | 64-j | AN | No | a221480524 | Landis | 100 | 6 | AWG | 0.5 | 6 | AWG | Single Phase | 124.6744 | 11.2942 | OBADO
2026-01-23 | 13:28 | 64-j | F6 | A2 | 2 | 2 | Vertical | CN | 64-j | J5 | 36557 | Under Built(UB) | Duplex | 8 | 50 | Common | 64-j | AN | No | 202400047339 | Intec | 100 | 6 | AWG | 0.5 | 6 | AWG | Single Phase | 124.6744 | 11.2942 | OBADO
2026-01-23 | 13:28 | 64-j | F6 | A2 | 2 | 2 | Vertical | CN | 64-j | J5 | 36557 | Under Built(UB) | Duplex | 8 | 50 | Common | 64-j | AN | No | a151532863 | Landis | 100 | 6 | AWG | 0.5 | 6 | AWG | Single Phase | 124.6744 | 11.2942 | OBADO
2026-01-23 | 13:28 | 64-j | F6 | A2 | 2 | 2 | Vertical | CN | 64-j | J5 | 36557 | Under Built(UB) | Duplex | 8 | 50 | Common | 64-j | AN | No | a151532927 | Landis | 100 | 6 | AWG | 0.5 | 6 | AWG | Single Phase | 124.6744 | 11.2942 | OBADO
2026-01-23 | 13:29 | 64-j | F6 | A2 | 2 | 2 | Vertical | CN | 64-j | J5 | 36557 | Under Built(UB) | Duplex | 8 | 50 | Common | 64-j | AN | No | a151538851 | Landis | 100 | 6 | AWG | 0.5 | 6 | AWG | Single Phase | 124.6744 | 11.2942 | OBADO
2026-01-23 | 13:29 | 64-j | F6 | A2 | 2 | 2 | Vertical | CN | 64-j | J5 | 36557 | Under Built(UB) | Duplex | 8 | 50 | Common | 64-j | AN | No | 202100041952 | Intec | 100 | 6 | AWG | 0.5 | 6 | AWG | Single Phase | 124.6744 | 11.2942 | OBADO
2026-01-23 | 13:29 | 64-j | F6 | A2 | 2 | 2 | Vertical | CN | 64-j | J5 | 36557 | Under Built(UB) | Duplex | 8 | 50 | Common | 64-j | AN | No | 202300205340 | Intec | 100 | 6 | AWG | 0.5 | 6 | AWG | Single Phase | 124.6744 | 11.2942 | OBADO
2026-01-23 | 13:30 | 64-j | F6 | A2 | 2 | 2 | Vertical | CN | 64-j | J5 | 36557 | Under Built(UB) | Duplex | 8 | 50 | Common | 64-j | AN | No | a391085209 | Landis | 100 | 6 | AWG | 0.5 | 6 | AWG | Single Phase | 124.6744 | 11.2942 | OBADO
2026-01-23 | 13:30 | 64-j | F6 | A2 | 2 | 2 | Vertical | CN | 64-j | J5 | 36557 | Under Built(UB) | Duplex | 8 | 50 | Common | 64-j | AN | No | a351390605 | Landis | 100 | 6 | AWG | 0.5 | 6 | AWG | Single Phase | 124.6744 | 11.2942 | OBADO
2026-01-23 | 13:30 | 64-j | F6 | A2 | 2 | 2 | Vertical | CN | 64-j | J5 | 36557 | Under Built(UB) | Duplex | 8 | 50 | Common | 64-j | AN | No | a261451947 | Landis | 100 | 6 | AWG | 0.5 | 6 | AWG | Single Phase | 124.6744 | 11.2942 | OBADO
2026-01-23 | 13:30 | 64-j | F6 | A2 | 2 | 2 | Vertical | CN | 64-j | J5 | 36557 | Under Built(UB) | Duplex | 8 | 50 | Common | 64-j | AN | No | a351390607 | Landis | 100 | 6 | AWG | 0.5 | 6 | AWG | Single Phase | 124.6744 | 11.2942 | OBADO
2026-01-23 | 13:30 | 64-j | F6 | A2 | 2 | 2 | Vertical | CN | 64-j | J5 | 36557 | Under Built(UB) | Duplex | 8 | 50 | Common | 64-j | AN | No | a351388630 | Landis | 100 | 6 | AWG | 0.5 | 6 | AWG | Single Phase | 124.6744 | 11.2942 | OBADO
2026-01-23 | 13:31 | 64-j | F6 | A2 | 2 | 2 | Vertical | CN | 64-j | J5 | 36557 | Under Built(UB) | Duplex | 8 | 50 | Common | 64-j | AN | No | 202100151375 | Intec | 100 | 6 | AWG | 0.5 | 6 | AWG | Single Phase | 124.6744 | 11.2942 | OBADO
2026-01-23 | 13:33 | 64-k | F6 | A2 | 2 | 2 | Vertical | CN | 64-k | J5 | 36557 | Under Built(UB) | Duplex | 9 | [5 empty] | 20170024570 | Intec | 30 | 6 | AWG | 0.5 | 6 | AWG | Single Phase | 124.6751 | 11.2941 | OBADO
2026-01-23 | 13:34 | 64-k | F6 | A2 | 2 | 2 | Vertical | CN | 64-k | J5 | 36557 | Under Built(UB) | Duplex | 9 | [5 empty] | a251259323 | Landis | 60 | 6 | AWG | 0.5 | 6 | AWG | Single Phase | 124.6751 | 11.2941 | OBADO
2026-01-23 | 13:34 | 64-k | F6 | A2 | 2 | 2 | Vertical | CN | 64-k | J5 | 36557 | Under Built(UB) | Duplex | 9 | [5 empty] | a151535791 | Landis | 30 | 6 | AWG | 0.5 | 6 | AWG | Single Phase | 124.6751 | 11.2941 | OBADO
2026-01-23 | 13:34 | 64-k | F6 | A2 | 2 | 2 | Vertical | CN | 64-k | J5 | 36557 | Under Built(UB) | Duplex | 9 | [5 empty] | 201900068754 | Intec | 60 | 6 | AWG | 0.5 | 6 | AWG | Single Phase | 124.6751 | 11.2941 | OBADO
2026-01-23 | 13:34 | 64-k | F6 | A2 | 2 | 2 | Vertical | CN | 64-k | J5 | 36557 | Under Built(UB) | Duplex | 9 | [5 empty] | a151244870 | Landis | 30 | 6 | AWG | 0.5 | 6 | AWG | Single Phase | 124.6751 | 11.2941 | OBADO
2026-01-23 | 13:35 | 64-k | F6 | A2 | 2 | 2 | Vertical | CN | 64-k | J5 | 36557 | Under Built(UB) | Duplex | 9 | [5 empty] | a091197663 | Landis | 60 | 6 | AWG | 0.5 | 6 | AWG | Single Phase | 124.6751 | 11.2941 | OBADO
2026-01-23 | 13:35 | 64-k | F6 | A2 | 2 | 2 | Vertical | CN | 64-k | J5 | 36557 | Under Built(UB) | Duplex | 9 | [5 empty] | 202400047338 | Intec | 60 | 6 | AWG | 0.5 | 6 | AWG | Single Phase | 124.6751 | 11.2941 | OBADO
2026-01-23 | 13:35 | 64-k | F6 | A2 | 2 | 2 | Vertical | CN | 64-k | J5 | 36557 | Under Built(UB) | Duplex | 9 | [5 empty] | 201900069196 | Intec | 30 | 6 | AWG | 0.5 | 6 | AWG | Single Phase | 124.6751 | 11.2941 | OBADO
2026-01-23 | 13:35 | 64-k | F6 | A2 | 2 | 2 | Vertical | CN | 64-k | J5 | 36557 | Under Built(UB) | Duplex | 9 | [5 empty] | 202200102013 | Intec | 30 | 6 | AWG | 0.5 | 6 | AWG | Single Phase | 124.6751 | 11.2941 | OBADO
2026-01-23 | 13:36 | 64-k | F6 | A2 | 2 | 2 | Vertical | CN | 64-k | J5 | 36557 | Under Built(UB) | Duplex | 9 | [5 empty] | a151535858 | Landis | 60 | 6 | AWG | 0.5 | 6 | AWG | Single Phase | 124.6751 | 11.2941 | OBADO
2026-01-23 | 13:36 | 64-k | F6 | A2 | 2 | 2 | Vertical | CN | 64-k | J5 | 36557 | Under Built(UB) | Duplex | 9 | [5 empty] | a351389787 | Landis | 60 | 6 | AWG | 0.5 | 6 | AWG | Single Phase | 124.6751 | 11.2941 | OBADO
2026-01-23 | 13:36 | 64-k | F6 | A2 | 2 | 2 | Vertical | CN | 64-k | J5 | 36557 | Under Built(UB) | Duplex | 9 | [5 empty] | a351388628 | Landis | 60 | 6 | AWG | 0.5 | 6 | AWG | Single Phase | 124.6751 | 11.2941 | OBADO
2026-01-23 | 13:36 | 64-k | F6 | A2 | 2 | 2 | Vertical | CN | 64-k | J5 | 36557 | Under Built(UB) | Duplex | 9 | [5 empty] | 202501002705 | Techen | 60 | 6 | AWG | 0.5 | 6 | AWG | Single Phase | 124.6751 | 11.2941 | OBADO
2026-01-23 | 13:36 | 64-k | F6 | A2 | 2 | 2 | Vertical | CN | 64-k | J5 | 36557 | Under Built(UB) | Duplex | 9 | [5 empty] | 202100151365 | Intec | 60 | 6 | AWG | 0.5 | 6 | AWG | Single Phase | 124.6751 | 11.2941 | OBADO
2026-01-23 | 13:37 | 64-k | F6 | A2 | 2 | 2 | Vertical | CN | 64-k | J5 | 36557 | Under Built(UB) | Duplex | 9 | [5 empty] | 201800154899 | Intec | 60 | 6 | AWG | 0.5 | 6 | AWG | Single Phase | 124.6751 | 11.2941 | OBADO
2026-01-23 | 13:37 | 64-k | F6 | A2 | 2 | 2 | Vertical | CN | 64-k | J5 | 36557 | Under Built(UB) | Duplex | 9 | [5 empty] | a351390723 | Landis | 60 | 6 | AWG | 0.5 | 6 | AWG | Single Phase | 124.6751 | 11.2941 | OBADO
2026-01-23 | 13:37 | 64-k | F6 | A2 | 2 | 2 | Vertical | CN | 64-k | J5 | 36557 | Under Built(UB) | Duplex | 9 | [5 empty] | a151535865 | Landis | 60 | 6 | AWG | 0.5 | 6 | AWG | Single Phase | 124.6751 | 11.2941 | OBADO
2026-01-23 | 13:37 | 64-k | F6 | A2 | 2 | 2 | Vertical | CN | 64-k | J5 | 36557 | Under Built(UB) | Duplex | 9 | [5 empty] | a351390748 | Landis | 60 | 6 | AWG | 0.5 | 6 | AWG | Single Phase | 124.6751 | 11.2941 | OBADO
2026-01-23 | 13:40 | 64-l | F6 | A2 | 2 | 2 | Vertical | CN | 64-l | J5 | 36557 | Under Built(UB) | Duplex | 10 | [5 empty] | a251121204 | Landis | 30 | 6 | AWG | 0.5 | 6 | AWG | Single Phase | 124.6756 | 11.2939 | OBADO
2026-01-23 | 13:40 | 64-l | F6 | A2 | 2 | 2 | Vertical | CN | 64-l | J5 | 36557 | Under Built(UB) | Duplex | 10 | [5 empty] | 202100150071 | Intec |  | 6 | AWG | 0.5 | 6 | AWG | Single Phase | 124.6756 | 11.2939 | OBADO
2026-01-23 | 13:40 | 64-l | F6 | A2 | 2 | 2 | Vertical | CN | 64-l | J5 | 36557 | Under Built(UB) | Duplex | 10 | [5 empty] | 201800157932 | Intec | 30 | 6 | AWG | 0.5 | 6 | AWG | Single Phase | 124.6756 | 11.2939 | OBADO
2026-01-23 | 13:41 | 64-l | F6 | A2 | 2 | 2 | Vertical | CN | 64-l | J5 | 36557 | Under Built(UB) | Duplex | 10 | [5 empty] | 201700023290 | Intec | 330 | 6 | AWG | 0.5 | 6 | AWG | Single Phase | 124.6756 | 11.2939 | OBADO
2026-01-23 | 13:41 | 64-l | F6 | A2 | 2 | 2 | Vertical | CN | 64-l | J5 | 36557 | Under Built(UB) | Duplex | 10 | [5 empty] | 201900067311 | Intec | 30 | 6 | AWG | 0.5 | 6 | AWG | Single Phase | 124.6756 | 11.2939 | OBADO
2026-01-23 | 13:48 | 64-m | F6 | A2 | 2 | 2 | Vertical | CN | 64-m | J5 | 36557 | Under Built(UB) | Duplex | 11 | [5 empty] | a351390624 | Landis | 30 | 6 | AWG | 0.5 | 6 | AWG | Single Phase | 124.676 | 11.2935 | OBADO
2026-01-23 | 13:48 | 64-m | F6 | A2 | 2 | 2 | Vertical | CN | 64-m | J5 | 36557 | Under Built(UB) | Duplex | 11 | [5 empty] | 202100042518 | Intec | 30 | 6 | AWG | 0.5 | 6 | AWG | Single Phase | 124.676 | 11.2935 | OBADO
2026-01-23 | 13:49 | 64-m | F6 | A2 | 2 | 2 | Vertical | CN | 64-m | J5 | 36557 | Under Built(UB) | Duplex | 11 | [5 empty] | a351390650 | Landis | 30 | 6 | AWG | 0.5 | 6 | AWG | Single Phase | 124.676 | 11.2935 | OBADO
2026-01-23 | 13:49 | 64-m | F6 | A2 | 2 | 2 | Vertical | CN | 64-m | J5 | 36557 | Under Built(UB) | Duplex | 11 | [5 empty] | a381111051 | Landis | 30 | 6 | AWG | 0.5 | 6 | AWG | Single Phase | 124.676 | 11.2935 | OBADO
2026-01-23 | 13:49 | 64-m | F6 | A2 | 2 | 2 | Vertical | CN | 64-m | J5 | 36557 | Under Built(UB) | Duplex | 11 | [5 empty] | 202501003887 | Techen | 30 | 6 | AWG | 0.5 | 6 | AWG | Single Phase | 124.676 | 11.2935 | OBADO
2026-01-23 | 13:49 | 64-m | F6 | A2 | 2 | 2 | Vertical | CN | 64-m | J5 | 36557 | Under Built(UB) | Duplex | 11 | [5 empty] | a351389783 | Landis | 60 | 6 | AWG | 0.5 | 6 | AWG | Single Phase | 124.676 | 11.2935 | OBADO
2026-01-23 | 13:50 | 64-m | F6 | A2 | 2 | 2 | Vertical | CN | 64-m | J5 | 36557 | Under Built(UB) | Duplex | 11 | [5 empty] | 90222182 | Techen | 30 | 6 | AWG | 0.5 | 6 | AWG | Single Phase | 124.676 | 11.2935 | OBADO
2026-01-23 | 13:50 | 64-m | F6 | A2 | 2 | 2 | Vertical | CN | 64-m | J5 | 36557 | Under Built(UB) | Duplex | 11 | [5 empty] | 202300204907 | Intec | 30 | 6 | AWG | 0.5 | 6 | AWG | Single Phase | 124.676 | 11.2935 | OBADO
2026-01-23 | 13:58 | 64-n | F6 | A4 | 2 | 2 | Vertical | CN | 64-n | J6 | 36557 | Under Built(UB) | Duplex | 12 | [5 empty] | 90351262 | Intec | 30 | 6 | AWG | 0.5 | 6 | AWG | Single Phase | 124.676 | 11.293 | OBADO
2026-01-23 | 13:59 | 64-n | F6 | A4 | 2 | 2 | Vertical | CN | 64-n | J6 | 36557 | Under Built(UB) | Duplex | 12 | [5 empty] | a091197668 | Landis | 30 | 6 | AWG | 0.5 | 6 | AWG | Single Phase | 124.676 | 11.293 | OBADO
2026-01-23 | 13:59 | 64-n | F6 | A4 | 2 | 2 | Vertical | CN | 64-n | J6 | 36557 | Under Built(UB) | Duplex | 12 | [5 empty] | a171111655 | Landis | 30 | 6 | AWG | 0.5 | 6 | AWG | Single Phase | 124.676 | 11.293 | OBADO
2026-01-23 | 13:59 | 64-n | F6 | A4 | 2 | 2 | Vertical | CN | 64-n | J6 | 36557 | Under Built(UB) | Duplex | 12 | [5 empty] | a351389784 | Landis | 30 | 6 | AWG | 0.5 | 6 | AWG | Single Phase | 124.676 | 11.293 | OBADO
2026-01-23 | 13:59 | 64-n | F6 | A4 | 2 | 2 | Vertical | CN | 64-n | J6 | 36557 | Under Built(UB) | Duplex | 12 | [5 empty] | a351390726 | Landis | 60 | 6 | AWG | 0.5 | 6 | AWG | Single Phase | 124.676 | 11.293 | OBADO
2026-01-23 | 13:59 | 64-n | F6 | A4 | 2 | 2 | Vertical | CN | 64-n | J6 | 36557 | Under Built(UB) | Duplex | 12 | [5 empty] | a351389785 | Landis | 30 | 6 | AWG | 0.5 | 6 | AWG | Single Phase | 124.676 | 11.293 | OBADO
2026-01-23 | 14:00 | 64-n | F6 | A4 | 2 | 2 | Vertical | CN | 64-n | J6 | 36557 | Under Built(UB) | Duplex | 12 | [5 empty] | a351389786 | Landis | 30 | 6 | AWG | 0.5 | 6 | AWG | Single Phase | 124.676 | 11.293 | OBADO
2026-01-23 | 14:05 | 64-n-a | F6 | A2 | 2 | 2 | Vertical | CN | 64-n-a | [18 empty] | Single Phase | 124.6754 | 11.2931 | OBADO
2026-01-23 | 14:16 | 64-n-b | F6 | A3 | 2 | 2 | Vertical | CN | 64-n-b | [18 empty] | Single Phase | 124.6749 | 11.293 | OBADO
2026-01-23 | 14:18 | 64-n-b | F6 | A3 | 2 | 2 | Vertical | CN | 64-n-b | [5 empty] | 25 | Sole | 63-n-b | AN | Yes | XAD016066501 | GE | 100 | 6 | AWG | 0.5 | 6 | AWG | Single Phase | 124.6749 | 11.293 | OBADO
2026-01-23 | 14:35 | 64-n-b-a | F6 | A4 | 2 | 2 | Vertical | CN | 64-n-b-a | J5 | 36557 | Under Built(UB) | Duplex | 13 | [5 empty] | 201700024466 | Intec | 30 | 6 | AWG | 0.5 | 6 | AWG | Single Phase | 124.676 | 11.2925 | OBADO
2026-01-23 | 14:35 | 64-n-b-a | F6 | A4 | 2 | 2 | Vertical | CN | 64-n-b-a | J5 | 36557 | Under Built(UB) | Duplex | 13 | [5 empty] | a351388629 | Landis | 30 | 6 | AWG | 0.5 | 6 | AWG | Single Phase | 124.676 | 11.2925 | OBADO
2026-01-23 | 14:35 | 64-n-b-a | F6 | A4 | 2 | 2 | Vertical | CN | 64-n-b-a | J5 | 36557 | Under Built(UB) | Duplex | 13 | [5 empty] | a351389781 | Landis | 30 | 6 | AWG | 0.5 | 6 | AWG | Single Phase | 124.676 | 11.2925 | OBADO
2026-01-23 | 14:35 | 64-n-b-a | F6 | A4 | 2 | 2 | Vertical | CN | 64-n-b-a | J5 | 36557 | Under Built(UB) | Duplex | 13 | [5 empty] | 201900069199 | Intec | 60 | 6 | AWG | 0.5 | 6 | AWG | Single Phase | 124.676 | 11.2925 | OBADO
2026-01-23 | 14:36 | 64-n-b-a | F6 | A4 | 2 | 2 | Vertical | CN | 64-n-b-a | J5 | 36557 | Under Built(UB) | Duplex | 13 | [5 empty] | a351388622 | Landis | 30 | 6 | AWG | 0.5 | 6 | AWG | Single Phase | 124.676 | 11.2925 | OBADO
2026-01-23 | 14:36 | 64-n-b-a | F6 | A4 | 2 | 2 | Vertical | CN | 64-n-b-a | J5 | 36557 | Under Built(UB) | Duplex | 13 | [5 empty] | 201700024565 | Intec | 30 | 6 | AWG | 0.5 | 6 | AWG | Single Phase | 124.676 | 11.2925 | OBADO
2026-01-23 | 14:36 | 64-n-b-a | F6 | A4 | 2 | 2 | Vertical | CN | 64-n-b-a | J5 | 36557 | Under Built(UB) | Duplex | 13 | [5 empty] | a351389780 | Landis | 60 | 6 | AWG | 0.5 | 6 | AWG | Single Phase | 124.676 | 11.2925 | OBADO
2026-01-23 | 14:36 | 64-n-b-a | F6 | A4 | 2 | 2 | Vertical | CN | 64-n-b-a | J5 | 36557 | Under Built(UB) | Duplex | 13 | [5 empty] | a351388627 | Landis | 30 | 6 | AWG | 0.5 | 6 | AWG | Single Phase | 124.676 | 11.2925 | OBADO
2026-01-23 | 14:37 | 64-n-b-a | F6 | A4 | 2 | 2 | Vertical | CN | 64-n-b-a | J5 | 36557 | Under Built(UB) | Duplex | 13 | [5 empty] | 202000116478 | Intec | 30 | 6 | AWG | 0.5 | 6 | AWG | Single Phase | 124.676 | 11.2925 | OBADO
2026-01-23 | 14:39 | 64-n-b-b | F6 | A4 | 2 | 2 | Vertical | CN | 64-n-b-b | J5 | 36557 | Under Built(UB) | Duplex | 14 | [5 empty] | a151538359 | Landis | 30 | 6 | AWG | 0.5 | 6 | AWG | Single Phase | 124.6761 | 11.2922 | OBADO
2026-01-23 | 14:39 | 64-n-b-b | F6 | A4 | 2 | 2 | Vertical | CN | 64-n-b-b | J5 | 36557 | Under Built(UB) | Duplex | 14 | [5 empty] | 201900066885 | Intec | 30 | 6 | AWG | 0.5 | 6 | AWG | Single Phase | 124.6761 | 11.2922 | OBADO
2026-01-23 | 14:39 | 64-n-b-b | F6 | A4 | 2 | 2 | Vertical | CN | 64-n-b-b | J5 | 36557 | Under Built(UB) | Duplex | 14 | [5 empty] | a351388624 | Landis | 30 | 6 | AWG | 0.5 | 6 | AWG | Single Phase | 124.6761 | 11.2922 | OBADO
2026-01-23 | 14:39 | 64-n-b-b | F6 | A4 | 2 | 2 | Vertical | CN | 64-n-b-b | J5 | 36557 | Under Built(UB) | Duplex | 14 | [5 empty] | a351389779 | Landis | 60 | 6 | AWG | 0.5 | 6 | AWG | Single Phase | 124.6761 | 11.2922 | OBADO
2026-01-23 | 14:40 | 64-n-b-b | F6 | A4 | 2 | 2 | Vertical | CN | 64-n-b-b | J5 | 36557 | Under Built(UB) | Duplex | 14 | [5 empty] | a351388625 | Landis | 60 | 6 | AWG | 0.5 | 6 | AWG | Single Phase | 124.6761 | 11.2922 | OBADO
2026-01-23 | 14:40 | 64-n-b-b | F6 | A4 | 2 | 2 | Vertical | CN | 64-n-b-b | J5 | 36557 | Under Built(UB) | Duplex | 14 | [5 empty] | a351388623 | Landis | 60 | 6 | AWG | 0.5 | 6 | AWG | Single Phase | 124.6761 | 11.2922 | OBADO
2026-01-23 | 14:40 | 64-n-b-b | F6 | A4 | 2 | 2 | Vertical | CN | 64-n-b-b | J5 | 36557 | Under Built(UB) | Duplex | 14 | [5 empty] | 202100150073 | Intec | 30 | 6 | AWG | 0.5 | 6 | AWG | Single Phase | 124.6761 | 11.2922 | OBADO
2026-01-23 | 14:41 | 64-n-b-b | F6 | A4 | 2 | 2 | Vertical | CN | 64-n-b-b | J5 | 36557 | Under Built(UB) | Duplex | 14 | [5 empty] | a351389778 | Landis | 60 | 6 | AWG | 0.5 | 6 | AWG | Single Phase | 124.6761 | 11.2922 | OBADO
2026-01-23 | 14:41 | 64-n-b-b | F6 | A4 | 2 | 2 | Vertical | CN | 64-n-b-b | J5 | 36557 | Under Built(UB) | Duplex | 14 | [5 empty] | a351389782 | Landis | 30 | 6 | AWG | 0.5 | 6 | AWG | Single Phase | 124.6761 | 11.2922 | OBADO
2026-01-23 | 14:41 | 64-n-b-b | F6 | A4 | 2 | 2 | Vertical | CN | 64-n-b-b | J5 | 36557 | Under Built(UB) | Duplex | 14 | [5 empty] | 201900067985 | Intec | 30 | 6 | AWG | 0.5 | 6 | AWG | Single Phase | 124.6761 | 11.2922 | OBADO
2026-01-23 | 14:41 | 64-n-b-b | F6 | A4 | 2 | 2 | Vertical | CN | 64-n-b-b | J5 | 36557 | Under Built(UB) | Duplex | 14 | [5 empty] | 202100151279 | Intec | 60 | 6 | AWG | 0.5 | 6 | AWG | Single Phase | 124.6761 | 11.2922 | OBADO
2026-01-23 | 14:44 | 64-n-b-c | F6 | A4 | 2 | 2 | Vertical | CN | 64-n-b-c | J5 | 36557 | Under Built(UB) | Duplex | 15 | [5 empty] | a351390648 | Landis | 30 | 6 | AWG | 0.5 | 6 | AWG | Single Phase | 124.6766 | 11.2923 | OBADO
2026-01-23 | 14:44 | 64-n-b-c | F6 | A4 | 2 | 2 | Vertical | CN | 64-n-b-c | J5 | 36557 | Under Built(UB) | Duplex | 15 | [5 empty] | SCL35080 | Landis | 30 | 6 | AWG | 0.5 | 6 | AWG | Single Phase | 124.6766 | 11.2923 | OBADO
2026-01-23 | 14:45 | 64-n-b-c | F6 | A4 | 2 | 2 | Vertical | CN | 64-n-b-c | J5 | 36557 | Under Built(UB) | Duplex | 15 | [5 empty] | 487938 | Intec | 30 | 6 | AWG | 0.5 | 6 | AWG | Single Phase | 124.6766 | 11.2923 | OBADO
2026-01-23 | 14:47 | 64-n-b-e | F6 | A4 | 2 | 2 | Vertical | CN | 64-n-b-e | J5 | 36557 | Under Built(UB) | Duplex | 16 | [5 empty] | a351388621 | Landis | 30 | 6 | AWG | 0.5 | 6 | AWG | Single Phase | 124.6771 | 11.2925 | OBADO
2026-01-23 | 14:56 | 64-n-b-f | F6 | A4 | 2 | 2 | Vertical | CN | 64-n-b-f | J6 | 36557 | Under Built(UB) | Duplex | 17 | [5 empty] | a351388647 | Landis | 30 | 6 | AWG | 0.5 | 6 | AWG | Single Phase | 124.6776 | 11.2925 | OBADO
2026-01-23 | 14:56 | 64-n-b-f | F6 | A4 | 2 | 2 | Vertical | CN | 64-n-b-f | J6 | 36557 | Under Built(UB) | Duplex | 17 | [5 empty] | a351388619 | Landis | 30 | 6 | AWG | 0.5 | 6 | AWG | Single Phase | 124.6776 | 11.2925 | OBADO
2026-01-23 | 14:56 | 64-n-b-f | F6 | A4 | 2 | 2 | Vertical | CN | 64-n-b-f | J6 | 36557 | Under Built(UB) | Duplex | 17 | [5 empty] | a071011975 | Landis | 60 | 6 | AWG | 0.5 | 6 | AWG | Single Phase | 124.6776 | 11.2925 | OBADO
2026-01-23 | 14:56 | 64-n-b-f | F6 | A4 | 2 | 2 | Vertical | CN | 64-n-b-f | J6 | 36557 | Under Built(UB) | Duplex | 17 | [5 empty] | a151532865 | Landis | 30 | 6 | AWG | 0.5 | 6 | AWG | Single Phase | 124.6776 | 11.2925 | OBADO
2026-01-23 | 14:57 | 64-n-b-f | F6 | A4 | 2 | 2 | Vertical | CN | 64-n-b-f | J6 | 36557 | Under Built(UB) | Duplex | 17 | [5 empty] | a351388645 | Landis | 60 | 6 | AWG | 0.5 | 6 | AWG | Single Phase | 124.6776 | 11.2925 | OBADO
2026-01-23 | 14:57 | 64-n-b-f | F6 | A4 | 2 | 2 | Vertical | CN | 64-n-b-f | J6 | 36557 | Under Built(UB) | Duplex | 17 | [5 empty] | a351388646 | Landis | 30 | 6 | AWG | 0.5 | 6 | AWG | Single Phase | 124.6776 | 11.2925 | OBADO
2026-01-23 | 14:57 | 64-n-b-f | F6 | A4 | 2 | 2 | Vertical | CN | 64-n-b-f | J6 | 36557 | Under Built(UB) | Duplex | 17 | [5 empty] | a351388620 | Landis | 60 | 6 | AWG | 0.5 | 6 | AWG | Single Phase | 124.6776 | 11.2925 | OBADO
2026-01-23 | 14:57 | 64-n-b-f | F6 | A4 | 2 | 2 | Vertical | CN | 64-n-b-f | J6 | 36557 | Under Built(UB) | Duplex | 17 | [5 empty] | a361187261 | Landis | 60 | 6 | AWG | 0.5 | 6 | AWG | Single Phase | 124.6776 | 11.2925 | OBADO
2026-01-23 | 14:57 | 64-n-b-f | F6 | A4 | 2 | 2 | Vertical | CN | 64-n-b-f | J6 | 36557 | Under Built(UB) | Duplex | 17 | [5 empty] | a151535859 | Landis | 60 | 6 | AWG | 0.5 | 6 | AWG | Single Phase | 124.6776 | 11.2925 | OBADO
2026-01-23 | 14:58 | 64-n-b-f | F6 | A4 | 2 | 2 | Vertical | CN | 64-n-b-f | J6 | 36557 | Under Built(UB) | Duplex | 17 | [5 empty] | 202100151363 | Intec | 60 | 6 | AWG | 0.5 | 6 | AWG | Single Phase | 124.6776 | 11.2925 | OBADO
2026-01-23 | 15:00 | 64-n-b-g | F6 | A4 | 2 | 2 | Vertical | CN | 64-n-b-g | J6 | 36557 | Under Built(UB) | Duplex | 18 | [5 empty] | a351390651 | Landis | 30 | 6 | AWG | 0.5 | 6 | AWG | Single Phase | 124.6776 | 11.2919 | OBADO
2026-01-23 | 15:01 | 64-n-b-g | F6 | A4 | 2 | 2 | Vertical | CN | 64-n-b-g | J6 | 36557 | Under Built(UB) | Duplex | 18 | [5 empty] | a351390654 | Landis | 30 | 6 | AWG | 0.5 | 6 | AWG | Single Phase | 124.6776 | 11.2919 | OBADO
2026-01-23 | 15:01 | 64-n-b-g | F6 | A4 | 2 | 2 | Vertical | CN | 64-n-b-g | J6 | 36557 | Under Built(UB) | Duplex | 18 | [5 empty] | a351388640 | Landis | 30 | 6 | AWG | 0.5 | 6 | AWG | Single Phase | 124.6776 | 11.2919 | OBADO
2026-01-23 | 15:01 | 64-n-b-g | F6 | A4 | 2 | 2 | Vertical | CN | 64-n-b-g | J6 | 36557 | Under Built(UB) | Duplex | 18 | [5 empty] | a351388644 | Landis | 30 | 6 | AWG | 0.5 | 6 | AWG | Single Phase | 124.6776 | 11.2919 | OBADO
2026-01-23 | 15:01 | 64-n-b-g | F6 | A4 | 2 | 2 | Vertical | CN | 64-n-b-g | J6 | 36557 | Under Built(UB) | Duplex | 18 | [5 empty] | a351388642 | Landis | 30 | 6 | AWG | 0.5 | 6 | AWG | Single Phase | 124.6776 | 11.2919 | OBADO
2026-01-23 | 15:01 | 64-n-b-g | F6 | A4 | 2 | 2 | Vertical | CN | 64-n-b-g | J6 | 36557 | Under Built(UB) | Duplex | 18 | [5 empty] | a351388632 | Landis | 60 | 6 | AWG | 0.5 | 6 | AWG | Single Phase | 124.6776 | 11.2919 | OBADO
2026-01-23 | 15:02 | 64-n-b-g | F6 | A4 | 2 | 2 | Vertical | CN | 64-n-b-g | J6 | 36557 | Under Built(UB) | Duplex | 18 | [5 empty] | a351388638 | Landis | 100 | 6 | AWG | 0.5 | 6 | AWG | Single Phase | 124.6776 | 11.2919 | OBADO
2026-01-23 | 15:02 | 64-n-b-g | F6 | A4 | 2 | 2 | Vertical | CN | 64-n-b-g | J6 | 36557 | Under Built(UB) | Duplex | 18 | [5 empty] | a351388641 | Landis | 100 | 6 | AWG | 0.5 | 6 | AWG | Single Phase | 124.6776 | 11.2919 | OBADO
2026-01-23 | 15:02 | 64-n-b-g | F6 | A4 | 2 | 2 | Vertical | CN | 64-n-b-g | J6 | 36557 | Under Built(UB) | Duplex | 18 | [5 empty] | a351388639 | Landis | 100 | 6 | AWG | 0.5 | 6 | AWG | Single Phase | 124.6776 | 11.2919 | OBADO
2026-01-23 | 15:02 | 64-n-b-g | F6 | A4 | 2 | 2 | Vertical | CN | 64-n-b-g | J6 | 36557 | Under Built(UB) | Duplex | 18 | [5 empty] | a351388618 | Landis | 100 | 6 | AWG | 0.5 | 6 | AWG | Single Phase | 124.6776 | 11.2919 | OBADO
2026-01-23 | 15:02 | 64-n-b-g | F6 | A4 | 2 | 2 | Vertical | CN | 64-n-b-g | J6 | 36557 | Under Built(UB) | Duplex | 18 | [5 empty] | a211069289 | Landis | 30 | 6 | AWG | 0.5 | 6 | AWG | Single Phase | 124.6776 | 11.2919 | OBADO
2026-01-23 | 15:03 | 64-n-b-g | F6 | A4 | 2 | 2 | Vertical | CN | 64-n-b-g | J6 | 36557 | Under Built(UB) | Duplex | 18 | [5 empty] | a261451943 | Landis | 100 | 6 | AWG | 0.5 | 6 | AWG | Single Phase | 124.6776 | 11.2919 | OBADO
2026-01-23 | 15:03 | 64-n-b-g | F6 | A4 | 2 | 2 | Vertical | CN | 64-n-b-g | J6 | 36557 | Under Built(UB) | Duplex | 18 | [5 empty] | a261452562 | Landis | 100 | 6 | AWG | 0.5 | 6 | AWG | Single Phase | 124.6776 | 11.2919 | OBADO
2026-01-23 | 15:03 | 64-n-b-g | F6 | A4 | 2 | 2 | Vertical | CN | 64-n-b-g | J6 | 36557 | Under Built(UB) | Duplex | 18 | [5 empty] | a151537668 | Landis | 100 | 6 | AWG | 0.5 | 6 | AWG | Single Phase | 124.6776 | 11.2919 | OBADO
2026-01-23 | 15:03 | 64-n-b-g | F6 | A4 | 2 | 2 | Vertical | CN | 64-n-b-g | J6 | 36557 | Under Built(UB) | Duplex | 18 | [5 empty] | a151536906 | Landis | 60 | 6 | AWG | 0.5 | 6 | AWG | Single Phase | 124.6776 | 11.2919 | OBADO
2026-01-23 | 15:05 | 64-n-b-h | F6 | A4 | 2 | 2 | Vertical | CN | 64-n-b-h | J5 | 36557 | Under Built(UB) | Duplex | 19 | [8 empty] | 6 | AWG | 0.5 | 6 | AWG | Single Phase | 124.678 | 11.2917 | OBADO
2026-01-23 | 15:11 | 64-n-b-i | F6 | A4 | 2 | 2 | Vertical | CN | 64-n-b-i | J6 | 36557 | Under Built(UB) | Duplex | 20 | [5 empty] | a351390655 | Landis | 100 | 6 | AWG | 0.5 | 6 | AWG | Single Phase | 124.6785 | 11.2915 | OBADO
2026-01-23 | 15:12 | 64-n-b-i | F6 | A4 | 2 | 2 | Vertical | CN | 64-n-b-i | J6 | 36557 | Under Built(UB) | Duplex | 20 | [5 empty] | a351388643 | Landis | 100 | 6 | AWG | 0.5 | 6 | AWG | Single Phase | 124.6785 | 11.2915 | OBADO
2026-01-23 | 15:13 | 64-n-b-i | F6 | A4 | 2 | 2 | Vertical | CN | 64-n-b-i | J6 | 36557 | Under Built(UB) | Duplex | 20 | [5 empty] | 202100150068 | Intec | 100 | 6 | AWG | 0.5 | 6 | AWG | Single Phase | 124.6785 | 11.2915 | OBADO
2026-01-23 | 15:13 | 64-n-b-i | F6 | A4 | 2 | 2 | Vertical | CN | 64-n-b-i | J6 | 36557 | Under Built(UB) | Duplex | 20 | [5 empty] | 202100151362 | Intec | 100 | 6 | AWG | 0.5 | 6 | AWG | Single Phase | 124.6785 | 11.2915 | OBADO
2026-01-23 | 15:15 | 64-n-b-j | F6 | A4 | 2 | 2 | Vertical | CN | 64-n-b-j | J5 | 36557 | Under Built(UB) | Bare | 21 | [8 empty] | 6 | AWG | 0.5 | 6 | AWG | Single Phase | 124.6783 | 11.2909 | OBADO
2026-01-23 | 15:19 | 64-n-b-k | F6 | A4 | 2 | 2 | Vertical | CN | 64-n-b-k | J6 | 36557 | Under Built(UB) | Bare | 22 | [5 empty] | a351388633 | Landis | 60 | 6 | AWG | 0.5 | 6 | AWG | Single Phase | 124.678 | 11.2903 | OBADO
2026-01-23 | 15:20 | 64-n-b-k | F6 | A4 | 2 | 2 | Vertical | CN | 64-n-b-k | J6 | 36557 | Under Built(UB) | Bare | 22 | [5 empty] | a221479947 | Landis | 30 | 6 | AWG | 0.5 | 6 | AWG | Single Phase | 124.678 | 11.2903 | OBADO
2026-01-23 | 15:25 | 64-n-b-l | F6 | A4 | 2 | 2 | Vertical | CN | 64-n-b-l | J6 | 36557 | Under Built(UB) | Duplex | 23 | [5 empty] | a151537627 | Landis | 30 | 6 | AWG | 0.5 | 6 | AWG | Single Phase | 124.6779 | 11.2899 | OBADO
2026-01-23 | 15:25 | 64-n-b-l | F6 | A4 | 2 | 2 | Vertical | CN | 64-n-b-l | J6 | 36557 | Under Built(UB) | Duplex | 23 | [5 empty] | a151538607 | Landis | 30 | 6 | AWG | 0.5 | 6 | AWG | Single Phase | 124.6779 | 11.2899 | OBADO
2026-01-23 | 15:25 | 64-n-b-l | F6 | A4 | 2 | 2 | Vertical | CN | 64-n-b-l | J6 | 36557 | Under Built(UB) | Duplex | 23 | [5 empty] | a151536690 | Landis | 30 | 6 | AWG | 0.5 | 6 | AWG | Single Phase | 124.6779 | 11.2899 | OBADO
2026-01-23 | 15:26 | 64-n-b-l | F6 | A4 | 2 | 2 | Vertical | CN | 64-n-b-l | J6 | 36557 | Under Built(UB) | Duplex | 23 | [5 empty] | a151536694 | Landis | 100 | 6 | AWG | 0.5 | 6 | AWG | Single Phase | 124.6779 | 11.2899 | OBADO
2026-01-23 | 15:27 | 64-n-b-l | F6 | A4 | 2 | 2 | Vertical | CN | 64-n-b-l | J6 | 36557 | Under Built(UB) | Duplex | 23 | [5 empty] | a151536695 | Landis | 100 | 6 | AWG | 0.5 | 6 | AWG | Single Phase | 124.6779 | 11.2899 | OBADO
2026-01-23 | 15:27 | 64-n-b-l | F6 | A4 | 2 | 2 | Vertical | CN | 64-n-b-l | J6 | 36557 | Under Built(UB) | Duplex | 23 | [5 empty] | 201700021642 | Intec | 100 | 6 | AWG | 0.5 | 6 | AWG | Single Phase | 124.6779 | 11.2899 | OBADO
2026-01-23 | 15:27 | 64-n-b-l | F6 | A4 | 2 | 2 | Vertical | CN | 64-n-b-l | J6 | 36557 | Under Built(UB) | Duplex | 23 | [5 empty] | a31390656 | Landis | 60 | 6 | AWG | 0.5 | 6 | AWG | Single Phase | 124.6779 | 11.2899 | OBADO
2026-01-23 | 15:27 | 64-n-b-l | F6 | A4 | 2 | 2 | Vertical | CN | 64-n-b-l | J6 | 36557 | Under Built(UB) | Duplex | 23 | [5 empty] | a351059741 | Landis | 60 | 6 | AWG | 0.5 | 6 | AWG | Single Phase | 124.6779 | 11.2899 | OBADO
2026-01-23 | 15:28 | 64-n-b-l | F6 | A4 | 2 | 2 | Vertical | CN | 64-n-b-l | J6 | 36557 | Under Built(UB) | Duplex | 23 | [5 empty] | a351390653 | Landis | 100 | 6 | AWG | 0.5 | 6 | AWG | Single Phase | 124.6779 | 11.2899 | OBADO
2026-01-23 | 15:28 | 64-n-b-l | F6 | A4 | 2 | 2 | Vertical | CN | 64-n-b-l | J6 | 36557 | Under Built(UB) | Duplex | 23 | [5 empty] | a351390657 | Landis | 60 | 6 | AWG | 0.5 | 6 | AWG | Single Phase | 124.6779 | 11.2899 | OBADO
2026-01-23 | 15:28 | 64-n-b-l | F6 | A4 | 2 | 2 | Vertical | CN | 64-n-b-l | J6 | 36557 | Under Built(UB) | Duplex | 23 | [5 empty] | a391085214 | Landis | 100 | 6 | AWG | 0.5 | 6 | AWG | Single Phase | 124.6779 | 11.2899 | OBADO
2026-01-23 | 15:28 | 64-n-b-l | F6 | A4 | 2 | 2 | Vertical | CN | 64-n-b-l | J6 | 36557 | Under Built(UB) | Duplex | 23 | [5 empty] | a351388634 | Landis | 100 | 6 | AWG | 0.5 | 6 | AWG | Single Phase | 124.6779 | 11.2899 | OBADO
2026-01-23 | 15:29 | 64-n-b-l | F6 | A4 | 2 | 2 | Vertical | CN | 64-n-b-l | J6 | 36557 | Under Built(UB) | Duplex | 23 | [5 empty] | a221462409 | Landis | 30 | 6 | AWG | 0.5 | 6 | AWG | Single Phase | 124.6779 | 11.2899 | OBADO
2026-01-23 | 15:29 | 64-n-b-l | F6 | A4 | 2 | 2 | Vertical | CN | 64-n-b-l | J6 | 36557 | Under Built(UB) | Duplex | 23 | [5 empty] | 201800157832 | Intec | 100 | 6 | AWG | 0.5 | 6 | AWG | Single Phase | 124.6779 | 11.2899 | OBADO
2026-01-23 | 15:29 | 64-n-b-l | F6 | A4 | 2 | 2 | Vertical | CN | 64-n-b-l | J6 | 36557 | Under Built(UB) | Duplex | 23 | [5 empty] | 202100150069 | Intec | 100 | 6 | AWG | 0.5 | 6 | AWG | Single Phase | 124.6779 | 11.2899 | OBADO
2026-01-23 | 15:30 | 64-n-b-l | F6 | A4 | 2 | 2 | Vertical | CN | 64-n-b-l | J6 | 36557 | Under Built(UB) | Duplex | 23 | [5 empty] | 202501003456 | Techen | 10 | 6 | AWG | 0.5 | 6 | AWG | Single Phase | 124.6779 | 11.2899 | OBADO
2026-01-26 | 10:07 | 63 | F6 | C1 | 2 | 2 | Horizontal | CBAN | 63 | J5 | 36557 | Under Built(UB) | Bare | 5 | 15 | Sole | 63 | BN | Yes | 202200102519 | Intec | 30 | 6 | AWG | 0.5 | 6 | AWG | 3 Phase | 124.671 | 11.298 | tamayo
2026-01-26 | 10:07 | 63 | F6 | C1 | 2 | 2 | Horizontal | CBAN | 63 | J5 | 36557 | Under Built(UB) | Bare | 5 | 15 | Sole | 63 | BN | Yes | A151532586 | Landis | 30 | 6 | AWG | 0.5 | 6 | AWG | 3 Phase | 124.671 | 11.298 | tamayo
2026-01-26 | 10:08 | 63 | F6 | C1 | 2 | 2 | Horizontal | CBAN | 63 | J5 | 36557 | Under Built(UB) | Bare | 5 | 15 | Sole | 63 | BN | Yes | 19351514 | Techen | 60 | 6 | AWG | 0.5 | 6 | AWG | 3 Phase | 124.671 | 11.298 | tamayo
2026-01-26 | 10:08 | 63 | F6 | C1 | 2 | 2 | Horizontal | CBAN | 63 | J5 | 36557 | Under Built(UB) | Bare | 5 | 15 | Sole | 63 | BN | Yes | 202400315774 | Intec | 60 | 6 | AWG | 0.5 | 6 | AWG | 3 Phase | 124.671 | 11.298 | tamayo
2026-01-26 | 10:09 | 63 | F6 | C1 | 2 | 2 | Horizontal | CBAN | 63 | J5 | 36557 | Under Built(UB) | Bare | 5 | 15 | Sole | 63 | BN | Yes | 201900040972 | Intec | 60 | 6 | AWG | 0.5 | 6 | AWG | 3 Phase | 124.671 | 11.298 | tamayo
2026-01-26 | 10:09 | 63 | F6 | C1 | 2 | 2 | Horizontal | CBAN | 63 | J5 | 36557 | Under Built(UB) | Bare | 5 | 15 | Sole | 63 | BN | Yes | A151535210 | Landis | 30 | 6 | AWG | 0.5 | 6 | AWG | 3 Phase | 124.671 | 11.298 | tamayo
2026-01-26 | 10:09 | 63 | F6 | C1 | 2 | 2 | Horizontal | CBAN | 63 | J5 | 36557 | Under Built(UB) | Bare | 5 | 15 | Sole | 63 | BN | Yes | 202400314873 | Intec | 60 | 6 | AWG | 0.5 | 6 | AWG | 3 Phase | 124.671 | 11.298 | tamayo
2026-01-26 | 10:14 | 62 | F6 | C1 | 2 | 2 | Horizontal | CBAN | 62 | J6 | 36557 | Under Built(UB) | Bare | 6 | [5 empty] | A251259394 | Landis | 60 | 6 | AWG | 0.5 | 6 | AWG | 3 Phase | 124.6705 | 11.2979 | tamayo
2026-01-26 | 10:18 | 62-a | F6 | [6 empty] | J6 | 36557 | Under Built(UB) | Duplex | 6-a | [5 empty] | 202100150139 | Intec | 30 | 6 | AWG | 0.5 | 6 | AWG | Single Phase | 124.6705 | 11.2978 | tamayo
2026-01-26 | 10:18 | 62-a | F6 | [6 empty] | J6 | 36557 | Under Built(UB) | Duplex | 6-a | [5 empty] | 202400087964 | Intec | 30 | 6 | AWG | 0.5 | 6 | AWG | Single Phase | 124.6705 | 11.2978 | tamayo
2026-01-26 | 10:19 | 62-a | F6 | [6 empty] | J6 | 36557 | Under Built(UB) | Duplex | 6-a | [5 empty] | 202200101477 | Intec | 60 | 6 | AWG | 0.5 | 6 | AWG | Single Phase | 124.6705 | 11.2978 | tamayo
2026-01-26 | 10:19 | 62-a | F6 | [6 empty] | J6 | 36557 | Under Built(UB) | Duplex | 6-a | [5 empty] | A101211536 | Landis | 30 | 6 | AWG | 0.5 | 6 | AWG | Single Phase | 124.6705 | 11.2978 | tamayo
2026-01-26 | 10:20 | 62-a | F6 | [6 empty] | J6 | 36557 | Under Built(UB) | Duplex | 6-a | [5 empty] | A221479444 | Landis | 60 | 6 | AWG | 0.5 | 6 | AWG | Single Phase | 124.6705 | 11.2978 | tamayo
2026-01-26 | 10:20 | 62-a | F6 | [6 empty] | J6 | 36557 | Under Built(UB) | Duplex | 6-a | [5 empty] | 90284088 | Techen | 60 | 6 | AWG | 0.5 | 6 | AWG | Single Phase | 124.6705 | 11.2978 | tamayo
2026-01-26 | 10:20 | 62-a | F6 | [6 empty] | J6 | 36557 | Under Built(UB) | Duplex | 6-a | [5 empty] | A151536686 | Landis | 30 | 6 | AWG | 0.5 | 6 | AWG | Single Phase | 124.6705 | 11.2978 | tamayo
2026-01-26 | 10:21 | 62-a | F6 | [6 empty] | J6 | 36557 | Under Built(UB) | Duplex | 6-a | [5 empty] | 202100150138 | Intec | 30 | 6 | AWG | 0.5 | 6 | AWG | Single Phase | 124.6705 | 11.2978 | tamayo
2026-01-26 | 10:21 | 62-a | F6 | [6 empty] | J6 | 36557 | Under Built(UB) | Duplex | 6-a | [5 empty] | 202400315775 | Intec | 60 | 6 | AWG | 0.5 | 6 | AWG | Single Phase | 124.6705 | 11.2978 | tamayo
2026-01-26 | 10:21 | 62-a | F6 | [6 empty] | J6 | 36557 | Under Built(UB) | Duplex | 6-a | [5 empty] | 202200101480 | Intec | 30 | 6 | AWG | 0.5 | 6 | AWG | Single Phase | 124.6705 | 11.2978 | tamayo
2026-01-26 | 10:25 | 61 | F6 | C1 | 2 | 2 | Horizontal | CBAN | 61 | J5 | 36557 | Under Built(UB) | Bare | 7 | [5 empty] | A211068239 | Landis |  | 6 | AWG | 0.5 | 6 | AWG | 3 Phase | 124.6699 | 11.2977 | tamayo
2026-01-26 | 10:26 | 61 | F6 | C1 | 2 | 2 | Horizontal | CBAN | 61 | J5 | 36557 | Under Built(UB) | Bare | 7 | [5 empty] | A211068239 | Landis | 30 | 6 | AWG | 0.5 | 6 | AWG | 3 Phase | 124.6699 | 11.2977 | tamayo
2026-01-26 | 10:26 | 61 | F6 | C1 | 2 | 2 | Horizontal | CBAN | 61 | J5 | 36557 | Under Built(UB) | Bare | 7 | [5 empty] | A221473216 | Landis | 30 | 6 | AWG | 0.5 | 6 | AWG | 3 Phase | 124.6699 | 11.2977 | tamayo
2026-01-26 | 10:26 | 61 | F6 | C1 | 2 | 2 | Horizontal | CBAN | 61 | J5 | 36557 | Under Built(UB) | Bare | 7 | [5 empty] | 202400315772 | Intec | 30 | 6 | AWG | 0.5 | 6 | AWG | 3 Phase | 124.6699 | 11.2977 | tamayo
2026-01-26 | 10:27 | 61 | F6 | C1 | 2 | 2 | Horizontal | CBAN | 61 | J5 | 36557 | Under Built(UB) | Bare | 7 | [5 empty] | 201700020715 | Intec | 60 | 6 | AWG | 0.5 | 6 | AWG | 3 Phase | 124.6699 | 11.2977 | tamayo
2026-01-26 | 10:27 | 61 | F6 | C1 | 2 | 2 | Horizontal | CBAN | 61 | J5 | 36557 | Under Built(UB) | Bare | 7 | [5 empty] | 201900065175 | Intec | 30 | 6 | AWG | 0.5 | 6 | AWG | 3 Phase | 124.6699 | 11.2977 | tamayo
2026-01-26 | 10:35 | 60 | F6 | C1 | 2 | 2 | Horizontal | CBAN | 60 | J5 | 36557 | Under Built(UB) | Bare | 8 | [5 empty] | 202100150140 | Intec | 30 | 6 | AWG | 0.5 | 6 | AWG | 3 Phase | 124.6692 | 11.2975 | tamayo
2026-01-26 | 10:36 | 60 | F6 | C1 | 2 | 2 | Horizontal | CBAN | 60 | J5 | 36557 | Under Built(UB) | Bare | 8 | [5 empty] | 202200101940 | Intec | 30 | 6 | AWG | 0.5 | 6 | AWG | 3 Phase | 124.6692 | 11.2975 | tamayo
2026-01-26 | 10:36 | 60 | F6 | C1 | 2 | 2 | Horizontal | CBAN | 60 | J5 | 36557 | Under Built(UB) | Bare | 8 | [5 empty] | A151537498 | Landis | 60 | 6 | AWG | 0.5 | 6 | AWG | 3 Phase | 124.6692 | 11.2975 | tamayo
2026-01-26 | 10:36 | 60 | F6 | C1 | 2 | 2 | Horizontal | CBAN | 60 | J5 | 36557 | Under Built(UB) | Bare | 8 | [5 empty] | A221473541 | Landis | 30 | 6 | AWG | 0.5 | 6 | AWG | 3 Phase | 124.6692 | 11.2975 | tamayo
2026-01-26 | 10:37 | 60 | F6 | C1 | 2 | 2 | Horizontal | CBAN | 60 | J5 | 36557 | Under Built(UB) | Bare | 8 | [5 empty] | A221473542 | Landis | 60 | 6 | AWG | 0.5 | 6 | AWG | 3 Phase | 124.6692 | 11.2975 | tamayo
2026-01-26 | 10:37 | 60 | F6 | C1 | 2 | 2 | Horizontal | CBAN | 60 | J5 | 36557 | Under Built(UB) | Bare | 8 | [5 empty] | 202400315773 | Intec | 30 | 6 | AWG | 0.5 | 6 | AWG | 3 Phase | 124.6692 | 11.2975 | tamayo
2026-01-26 | 10:37 | 60 | F6 | C1 | 2 | 2 | Horizontal | CBAN | 60 | J5 | 36557 | Under Built(UB) | Bare | 8 | [5 empty] | 202400315777 | Intec | 30 | 6 | AWG | 0.5 | 6 | AWG | 3 Phase | 124.6692 | 11.2975 | tamayo
2026-01-26 | 10:38 | 60 | F6 | C1 | 2 | 2 | Horizontal | CBAN | 60 | J5 | 36557 | Under Built(UB) | Bare | 8 | [5 empty] | 90222079 | Techen | 60 | 6 | AWG | 0.5 | 6 | AWG | 3 Phase | 124.6692 | 11.2975 | tamayo
2026-01-26 | 10:39 | 60 | F6 | C1 | 2 | 2 | Horizontal | CBAN | 60 | J5 | 36557 | Under Built(UB) | Bare | 8 | 10 | Sole | 60 | AN | No | 808034686 | EDMI | 30 | 6 | AWG | 0.5 | 6 | AWG | 3 Phase | 124.6692 | 11.2975 | tamayo
2026-01-26 | 10:43 | 59 | F6 | C1 | 2 | 2 | Horizontal | CBAN | 59 | J6 | 36557 | Under Built(UB) | Bare | 9 | [5 empty] | 90284412 | Techen | 60 | 6 | AWG | 0.5 | 6 | AWG | 3 Phase | 124.6685 | 11.2972 | tamayo
2026-01-26 | 10:44 | 59 | F6 | C1 | 2 | 2 | Horizontal | CBAN | 59 | J6 | 36557 | Under Built(UB) | Bare | 9 | [5 empty] | 202100150141 | Intec | 30 | 6 | AWG | 0.5 | 6 | AWG | 3 Phase | 124.6685 | 11.2972 | tamayo
2026-01-26 | 10:44 | 59 | F6 | C1 | 2 | 2 | Horizontal | CBAN | 59 | J6 | 36557 | Under Built(UB) | Bare | 9 | [5 empty] | A261452643 | Landis | 30 | 6 | AWG | 0.5 | 6 | AWG | 3 Phase | 124.6685 | 11.2972 | tamayo
2026-01-26 | 10:45 | 59 | F6 | C1 | 2 | 2 | Horizontal | CBAN | 59 | J6 | 36557 | Under Built(UB) | Bare | 9 | [5 empty] | 361150 |  | 30 | 6 | AWG | 0.5 | 6 | AWG | 3 Phase | 124.6685 | 11.2972 | tamayo
2026-01-26 | 10:45 | 59 | F6 | C1 | 2 | 2 | Horizontal | CBAN | 59 | J6 | 36557 | Under Built(UB) | Bare | 9 | [5 empty] | A151537717 | Landis | 60 | 6 | AWG | 0.5 | 6 | AWG | 3 Phase | 124.6685 | 11.2972 | tamayo
2026-01-26 | 10:45 | 59 | F6 | C1 | 2 | 2 | Horizontal | CBAN | 59 | J6 | 36557 | Under Built(UB) | Bare | 9 | [5 empty] | A151536616 | Landis | 60 | 6 | AWG | 0.5 | 6 | AWG | 3 Phase | 124.6685 | 11.2972 | tamayo
2026-01-26 | 10:49 | 58 | F6 | C1 | 2 | 2 | Horizontal | CBAN | 58 | J6 | 36557 | Under Built(UB) | Bare | 1 | [5 empty] | 202100151369 | Intec | 30 | 6 | AWG | 0.5 | 6 | AWG | 3 Phase | 124.6675 | 11.2969 | tamayo
2026-01-26 | 10:49 | 58 | F6 | C1 | 2 | 2 | Horizontal | CBAN | 58 | J6 | 36557 | Under Built(UB) | Bare | 1 | [5 empty] | A151536679 | Landis | 100 | 6 | AWG | 0.5 | 6 | AWG | 3 Phase | 124.6675 | 11.2969 | tamayo
2026-01-26 | 10:50 | 58 | F6 | C1 | 2 | 2 | Horizontal | CBAN | 58 | J6 | 36557 | Under Built(UB) | Bare | 1 | [5 empty] | A321246766 | Landis | 100 | 6 | AWG | 0.5 | 6 | AWG | 3 Phase | 124.6675 | 11.2969 | tamayo
2026-01-26 | 10:50 | 58 | F6 | C1 | 2 | 2 | Horizontal | CBAN | 58 | J6 | 36557 | Under Built(UB) | Bare | 1 | [5 empty] | A321246610 | Landis | 100 | 6 | AWG | 0.5 | 6 | AWG | 3 Phase | 124.6675 | 11.2969 | tamayo
2026-01-26 | 10:50 | 58 | F6 | C1 | 2 | 2 | Horizontal | CBAN | 58 | J6 | 36557 | Under Built(UB) | Bare | 1 | [5 empty] | A391085709 | Landis | 100 | 6 | AWG | 0.5 | 6 | AWG | 3 Phase | 124.6675 | 11.2969 | tamayo
2026-01-26 | 10:51 | 58 | F6 | C1 | 2 | 2 | Horizontal | CBAN | 58 | J6 | 36557 | Under Built(UB) | Bare | 1 | [5 empty] | A401216930 | Landis | 60 | 6 | AWG | 0.5 | 6 | AWG | 3 Phase | 124.6675 | 11.2969 | tamayo
2026-01-26 | 10:51 | 58 | F6 | C1 | 2 | 2 | Horizontal | CBAN | 58 | J6 | 36557 | Under Built(UB) | Bare | 1 | [5 empty] | 2024000484422 | Intec | 100 | 6 | AWG | 0.5 | 6 | AWG | 3 Phase | 124.6675 | 11.2969 | tamayo
2026-01-26 | 10:51 | 58 | F6 | C1 | 2 | 2 | Horizontal | CBAN | 58 | J6 | 36557 | Under Built(UB) | Bare | 1 | [5 empty] | 20234206 | Techen | 60 | 6 | AWG | 0.5 | 6 | AWG | 3 Phase | 124.6675 | 11.2969 | tamayo
2026-01-26 | 10:52 | 58 | F6 | C1 | 2 | 2 | Horizontal | CBAN | 58 | J6 | 36557 | Under Built(UB) | Bare | 1 | [5 empty] | 2024000447403 | Intec | 60 | 6 | AWG | 0.5 | 6 | AWG | 3 Phase | 124.6675 | 11.2969 | tamayo
2026-01-26 | 10:52 | 58 | F6 | C1 | 2 | 2 | Horizontal | CBAN | 58 | J6 | 36557 | Under Built(UB) | Bare | 1 | [5 empty] | 20234204 | Techen | 60 | 6 | AWG | 0.5 | 6 | AWG | 3 Phase | 124.6675 | 11.2969 | tamayo
2026-01-26 | 10:52 | 58 | F6 | C1 | 2 | 2 | Horizontal | CBAN | 58 | J6 | 36557 | Under Built(UB) | Bare | 1 | [5 empty] | 20234200 | Techen | 60 | 6 | AWG | 0.5 | 6 | AWG | 3 Phase | 124.6675 | 11.2969 | tamayo
2026-01-26 | 10:53 | 58 | F6 | C1 | 2 | 2 | Horizontal | CBAN | 58 | J6 | 36557 | Under Built(UB) | Bare | 1 | [5 empty] | 202100151372 | Intec | 100 | 6 | AWG | 0.5 | 6 | AWG | 3 Phase | 124.6675 | 11.2969 | tamayo
2026-01-26 | 10:53 | 58 | F6 | C1 | 2 | 2 | Horizontal | CBAN | 58 | J6 | 36557 | Under Built(UB) | Bare | 1 | [5 empty] | 90349967 | Techen | 60 | 6 | AWG | 0.5 | 6 | AWG | 3 Phase | 124.6675 | 11.2969 | tamayo
2026-01-26 | 10:54 | 58 | F6 | C1 | 2 | 2 | Horizontal | CBAN | 58 | J6 | 36557 | Under Built(UB) | Bare | 1 | [5 empty] | SCL35502 | Landis | 60 | 6 | AWG | 0.5 | 6 | AWG | 3 Phase | 124.6675 | 11.2969 | tamayo
2026-01-26 | 10:54 | 58 | F6 | C1 | 2 | 2 | Horizontal | CBAN | 58 | J6 | 36557 | Under Built(UB) | Bare | 1 | [5 empty] | 486951 | Intec | 60 | 6 | AWG | 0.5 | 6 | AWG | 3 Phase | 124.6675 | 11.2969 | tamayo
2026-01-26 | 10:58 | 57 | F6 | C1 | 2 | 2 | Horizontal | CBAN | 57 | J5 | 36557 | Under Built(UB) | Bare | 2 | 25 | Sole-DC | 57 | BN | Yes |  |  |  | 6 | AWG | 0.5 | 6 | AWG | 3 Phase | 124.6665 | 11.2965 | tamayo
2026-01-26 | 11:01 | 56 | F6 | C1 | 2 | 2 | Horizontal | CBAN | 56 | J5 | 36557 | Under Built(UB) | Bare | 3 | [5 empty] | A351059443 | Landis | 100 | 6 | AWG | 0.5 | 6 | AWG | 3 Phase | 124.6656 | 11.2962 | tamayo
2026-01-26 | 11:02 | 56 | F6 | C1 | 2 | 2 | Horizontal | CBAN | 56 | J5 | 36557 | Under Built(UB) | Bare | 3 | [5 empty] | 202400047229 | Intec | 60 | 6 | AWG | 0.5 | 6 | AWG | 3 Phase | 124.6656 | 11.2962 | tamayo
2026-01-26 | 11:02 | 56 | F6 | C1 | 2 | 2 | Horizontal | CBAN | 56 | J5 | 36557 | Under Built(UB) | Bare | 3 | [5 empty] | 201900064497 | Intec | 60 | 6 | AWG | 0.5 | 6 | AWG | 3 Phase | 124.6656 | 11.2962 | tamayo
2026-01-26 | 11:03 | 56 | F6 | C1 | 2 | 2 | Horizontal | CBAN | 56 | J5 | 36557 | Under Built(UB) | Bare | 3 | [5 empty] | 201700020034 | Intec | 60 | 6 | AWG | 0.5 | 6 | AWG | 3 Phase | 124.6656 | 11.2962 | tamayo
2026-01-26 | 11:03 | 56 | F6 | C1 | 2 | 2 | Horizontal | CBAN | 56 | J5 | 36557 | Under Built(UB) | Bare | 3 | [5 empty] | 90351257 | Techen | 60 | 6 | AWG | 0.5 | 6 | AWG | 3 Phase | 124.6656 | 11.2962 | tamayo
2026-01-26 | 11:03 | 56 | F6 | C1 | 2 | 2 | Horizontal | CBAN | 56 | J5 | 36557 | Under Built(UB) | Bare | 3 | [5 empty] | 201900068841 | Intec | 60 | 6 | AWG | 0.5 | 6 | AWG | 3 Phase | 124.6656 | 11.2962 | tamayo
2026-01-26 | 11:04 | 56 | F6 | C1 | 2 | 2 | Horizontal | CBAN | 56 | J5 | 36557 | Under Built(UB) | Bare | 3 | [5 empty] | 201700020040 | Intec | 60 | 6 | AWG | 0.5 | 6 | AWG | 3 Phase | 124.6656 | 11.2962 | tamayo
2026-01-26 | 11:04 | 56 | F6 | C1 | 2 | 2 | Horizontal | CBAN | 56 | J5 | 36557 | Under Built(UB) | Bare | 3 | [5 empty] | 202400047366 | Intec | 60 | 6 | AWG | 0.5 | 6 | AWG | 3 Phase | 124.6656 | 11.2962 | tamayo
2026-01-26 | 11:04 | 56 | F6 | C1 | 2 | 2 | Horizontal | CBAN | 56 | J5 | 36557 | Under Built(UB) | Bare | 3 | [5 empty] | 202100043062 | Intec | 100 | 6 | AWG | 0.5 | 6 | AWG | 3 Phase | 124.6656 | 11.2962 | tamayo
2026-01-26 | 11:05 | 56 | F6 | C1 | 2 | 2 | Horizontal | CBAN | 56 | J5 | 36557 | Under Built(UB) | Bare | 3 | [5 empty] | 201700020043 | Intec | 60 | 6 | AWG | 0.5 | 6 | AWG | 3 Phase | 124.6656 | 11.2962 | tamayo
2026-01-26 | 11:05 | 56 | F6 | C1 | 2 | 2 | Horizontal | CBAN | 56 | J5 | 36557 | Under Built(UB) | Bare | 3 | [5 empty] | 201700020037 | Intec | 100 | 6 | AWG | 0.5 | 6 | AWG | 3 Phase | 124.6656 | 11.2962 | tamayo
2026-01-26 | 11:05 | 56 | F6 | C1 | 2 | 2 | Horizontal | CBAN | 56 | J5 | 36557 | Under Built(UB) | Bare | 3 | [5 empty] | 201700020042 | Intec | 60 | 6 | AWG | 0.5 | 6 | AWG | 3 Phase | 124.6656 | 11.2962 | tamayo
2026-01-26 | 11:05 | 56 | F6 | C1 | 2 | 2 | Horizontal | CBAN | 56 | J5 | 36557 | Under Built(UB) | Bare | 3 | [5 empty] | 201700020039 | Intec | 100 | 6 | AWG | 0.5 | 6 | AWG | 3 Phase | 124.6656 | 11.2962 | tamayo
2026-01-26 | 11:11 | 55 | F6 | C1 | 2 | 2 | Horizontal | CBAN | 55 | J5 | 36557 | Under Built(UB) | Bare | 4 | 100 | Common | 54 | BN | No | 202100043060 | Intec | 60 | 6 | AWG | 0.5 | 6 | AWG | 3 Phase | 124.6648 | 11.2959 | tamayo
2026-01-26 | 11:11 | 55 | F6 | C1 | 2 | 2 | Horizontal | CBAN | 55 | J5 | 36557 | Under Built(UB) | Bare | 4 | 100 | Common | 54 | BN | No | 202100043061 | Intec | 60 | 6 | AWG | 0.5 | 6 | AWG | 3 Phase | 124.6648 | 11.2959 | tamayo
2026-01-26 | 11:11 | 55 | F6 | C1 | 2 | 2 | Horizontal | CBAN | 55 | J5 | 36557 | Under Built(UB) | Bare | 4 | 100 | Common | 54 | BN | No | 201700020027 | Intec | 60 | 6 | AWG | 0.5 | 6 | AWG | 3 Phase | 124.6648 | 11.2959 | tamayo
2026-01-26 | 11:11 | 55 | F6 | C1 | 2 | 2 | Horizontal | CBAN | 55 | J5 | 36557 | Under Built(UB) | Bare | 4 | 100 | Common | 54 | BN | No | 201900064356 | Intec | 60 | 6 | AWG | 0.5 | 6 | AWG | 3 Phase | 124.6648 | 11.2959 | tamayo
2026-01-26 | 11:12 | 55 | F6 | C1 | 2 | 2 | Horizontal | CBAN | 55 | J5 | 36557 | Under Built(UB) | Bare | 4 | 100 | Common | 54 | BN | No | A381111046 | Landis | 60 | 6 | AWG | 0.5 | 6 | AWG | 3 Phase | 124.6648 | 11.2959 | tamayo
2026-01-26 | 11:15 | 55-a | F6 | [6 empty] | J6 | 36557 | Open Secondary(OS) | Duplex | 4-a | [5 empty] | A261452964 | Landis | 60 | 6 | AWG | 0.5 | 6 | AWG | Single Phase | 124.6648 | 11.2958 | tamayo
2026-01-26 | 11:16 | 55-a | F6 | [6 empty] | J6 | 36557 | Open Secondary(OS) | Duplex | 4-a | [5 empty] | 202400047594 | Intec | 60 | 6 | AWG | 0.5 | 6 | AWG | Single Phase | 124.6648 | 11.2958 | tamayo
2026-01-26 | 11:16 | 55-a | F6 | [6 empty] | J6 | 36557 | Open Secondary(OS) | Duplex | 4-a | [5 empty] | 90284091 | Techen | 100 | 6 | AWG | 0.5 | 6 | AWG | Single Phase | 124.6648 | 11.2958 | tamayo
2026-01-26 | 11:16 | 55-a | F6 | [6 empty] | J6 | 36557 | Open Secondary(OS) | Duplex | 4-a | [5 empty] | 201700024553 | Intec | 100 | 6 | AWG | 0.5 | 6 | AWG | Single Phase | 124.6648 | 11.2958 | tamayo
2026-01-26 | 11:17 | 55-a | F6 | [6 empty] | J6 | 36557 | Open Secondary(OS) | Duplex | 4-a | [5 empty] | SCL77628 | Landis | 60 | 6 | AWG | 0.5 | 6 | AWG | Single Phase | 124.6648 | 11.2958 | tamayo
2026-01-26 | 11:17 | 55-a | F6 | [6 empty] | J6 | 36557 | Open Secondary(OS) | Duplex | 4-a | [5 empty] | 202400047587 | Intec | 60 | 6 | AWG | 0.5 | 6 | AWG | Single Phase | 124.6648 | 11.2958 | tamayo
2026-01-26 | 11:18 | 55-a | F6 | [6 empty] | J6 | 36557 | Open Secondary(OS) | Duplex | 4-a | [5 empty] | 202400047595 | Intec | 60 | 6 | AWG | 0.5 | 6 | AWG | Single Phase | 124.6648 | 11.2958 | tamayo
2026-01-26 | 11:18 | 55-a | F6 | [6 empty] | J6 | 36557 | Open Secondary(OS) | Duplex | 4-a | [5 empty] | 202400087803 | Intec | 60 | 6 | AWG | 0.5 | 6 | AWG | Single Phase | 124.6648 | 11.2958 | tamayo
2026-01-26 | 11:18 | 55-a | F6 | [6 empty] | J6 | 36557 | Open Secondary(OS) | Duplex | 4-a | [5 empty] | 20234208 | Techen | 60 | 6 | AWG | 0.5 | 6 | AWG | Single Phase | 124.6648 | 11.2958 | tamayo
2026-01-26 | 11:19 | 55-a | F6 | [6 empty] | J6 | 36557 | Open Secondary(OS) | Duplex | 4-a | [5 empty] | 201900060219 | Intec | 600 | 6 | AWG | 0.5 | 6 | AWG | Single Phase | 124.6648 | 11.2958 | tamayo
2026-01-26 | 11:19 | 55-a | F6 | [6 empty] | J6 | 36557 | Open Secondary(OS) | Duplex | 4-a | [5 empty] | 202400047589 | Intec | 100 | 6 | AWG | 0.5 | 6 | AWG | Single Phase | 124.6648 | 11.2958 | tamayo
2026-01-26 | 11:25 | 55-A | F6 | [6 empty] | J6 | 36557 | Open Secondary(OS) | Duplex | 4-A | [5 empty] | A101211754 | Landis | 60 | 6 | AWG | 0.5 | 6 | AWG | Single Phase | 124.6644 | 11.2958 | tamayo
2026-01-26 | 11:25 | 55-A | F6 | [6 empty] | J6 | 36557 | Open Secondary(OS) | Duplex | 4-A | [5 empty] | 201900064770 | Intec | 60 | 6 | AWG | 0.5 | 6 | AWG | Single Phase | 124.6644 | 11.2958 | tamayo
2026-01-26 | 11:25 | 55-A | F6 | [6 empty] | J6 | 36557 | Open Secondary(OS) | Duplex | 4-A | [5 empty] | 202100043063 | Intec | 60 | 6 | AWG | 0.5 | 6 | AWG | Single Phase | 124.6644 | 11.2958 | tamayo
2026-01-26 | 11:34 | 55-A-B | F6 | [6 empty] | J6 | 36557 | Open Secondary(OS) | Duplex | 4-A-B | [5 empty] | 202100043059 | Intec |  | 6 | AWG | 0.5 | 6 | AWG | 3 Phase | 124.6641 | 11.2964 | tamayo
2026-01-26 | 11:34 | 55-A-B | F6 | [6 empty] | J6 | 36557 | Open Secondary(OS) | Duplex | 4-A-B | [5 empty] | 201700021857 | Intec | 60 | 6 | AWG | 0.5 | 6 | AWG | 3 Phase | 124.6641 | 11.2964 | tamayo
2026-01-26 | 11:35 | 55-A-B | F6 | [6 empty] | J6 | 36557 | Open Secondary(OS) | Duplex | 4-A-B | [5 empty] | A101212029 | Landis | 30 | 6 | AWG | 0.5 | 6 | AWG | 3 Phase | 124.6641 | 11.2964 | tamayo
2026-01-26 | 11:35 | 55-A-B | F6 | [6 empty] | J6 | 36557 | Open Secondary(OS) | Duplex | 4-A-B | [5 empty] | 201900066763 | Intec | 60 | 6 | AWG | 0.5 | 6 | AWG | 3 Phase | 124.6641 | 11.2964 | tamayo
2026-01-26 | 11:35 | 55-A-B | F6 | [6 empty] | J6 | 36557 | Open Secondary(OS) | Duplex | 4-A-B | [5 empty] | A081435661 | Landis | 30 | 6 | AWG | 0.5 | 6 | AWG | 3 Phase | 124.6641 | 11.2964 | tamayo
2026-01-26 | 11:36 | 55-A-B | F6 | [6 empty] | J6 | 36557 | Open Secondary(OS) | Duplex | 4-A-B | [5 empty] | A081435662 | Landis | 30 | 6 | AWG | 0.5 | 6 | AWG | 3 Phase | 124.6641 | 11.2964 | tamayo
2026-01-26 | 11:36 | 55-A-B | F6 | [6 empty] | J6 | 36557 | Open Secondary(OS) | Duplex | 4-A-B | [5 empty] | 201900065153 | Intec | 30 | 6 | AWG | 0.5 | 6 | AWG | 3 Phase | 124.6641 | 11.2964 | tamayo
2026-01-26 | 11:36 | 55-A-B | F6 | [6 empty] | J6 | 36557 | Open Secondary(OS) | Duplex | 4-A-B | [5 empty] | 202100043059 | Intec | 60 | 6 | AWG | 0.5 | 6 | AWG | 3 Phase | 124.6641 | 11.2964 | tamayo
2026-01-26 | 11:40 | 55-A-B-A | F6 | [6 empty] | J5 | 36557 | Open Secondary(OS) | Duplex | 4-A-B-A | [5 empty] | A451022190 | Landis | 30 | 6 | AWG | 0.5 | 6 | AWG | 3 Phase | 124.6642 | 11.2965 | tamayo
2026-01-26 | 11:41 | 55-A-B-A | F6 | [6 empty] | J5 | 36557 | Open Secondary(OS) | Duplex | 4-A-B-A | [5 empty] | 202100043066 | Intec | 60 | 6 | AWG | 0.5 | 6 | AWG | 3 Phase | 124.6642 | 11.2965 | tamayo
2026-01-26 | 11:41 | 55-A-B-A | F6 | [6 empty] | J5 | 36557 | Open Secondary(OS) | Duplex | 4-A-B-A | [5 empty] | A221462392 | Landis | 60 | 6 | AWG | 0.5 | 6 | AWG | 3 Phase | 124.6642 | 11.2965 | tamayo
2026-01-26 | 11:44 | 55-A-B-B | F6 | [6 empty] | J6 | 36557 | Open Secondary(OS) | Duplex | 4-A-B-B | [5 empty] | A151248573 | Landis | 30 | 6 | AWG | 0.5 | 6 | AWG | 3 Phase | 124.6644 | 11.2966 | tamayo
2026-01-26 | 11:44 | 55-A-B-B | F6 | [6 empty] | J6 | 36557 | Open Secondary(OS) | Duplex | 4-A-B-B | [5 empty] | A151248574 | Landis | 60 | 6 | AWG | 0.5 | 6 | AWG | 3 Phase | 124.6644 | 11.2966 | tamayo
2026-01-26 | 11:44 | 55-A-B-B | F6 | [6 empty] | J6 | 36557 | Open Secondary(OS) | Duplex | 4-A-B-B | [5 empty] | 201900060344 | Intec | 60 | 6 | AWG | 0.5 | 6 | AWG | 3 Phase | 124.6644 | 11.2966 | tamayo
2026-01-26 | 11:45 | 55-A-B-B | F6 | [6 empty] | J6 | 36557 | Open Secondary(OS) | Duplex | 4-A-B-B | [5 empty] | A151248572 | Landis | 60 | 6 | AWG | 0.5 | 6 | AWG | 3 Phase | 124.6644 | 11.2966 | tamayo
2026-01-26 | 11:45 | 55-A-B-B | F6 | [6 empty] | J6 | 36557 | Open Secondary(OS) | Duplex | 4-A-B-B | [5 empty] | A151248571 | Landis | 60 | 6 | AWG | 0.5 | 6 | AWG | 3 Phase | 124.6644 | 11.2966 | tamayo
2026-01-26 | 11:45 | 55-A-B-B | F6 | [6 empty] | J6 | 36557 | Open Secondary(OS) | Duplex | 4-A-B-B | [5 empty] | 356825 |  | 60 | 6 | AWG | 0.5 | 6 | AWG | 3 Phase | 124.6644 | 11.2966 | tamayo
2026-01-26 | 11:46 | 55-A-B-B | F6 | [6 empty] | J6 | 36557 | Open Secondary(OS) | Duplex | 4-A-B-B | [5 empty] | 202100043064 | Intec | 60 | 6 | AWG | 0.5 | 6 | AWG | 3 Phase | 124.6644 | 11.2966 | tamayo
2026-01-26 | 11:46 | 55-A-B-B | F6 | [6 empty] | J6 | 36557 | Open Secondary(OS) | Duplex | 4-A-B-B | [5 empty] | 20234189 | Techen | 60 | 6 | AWG | 0.5 | 6 | AWG | 3 Phase | 124.6644 | 11.2966 | tamayo
2026-01-26 | 11:50 | 55-A-C | F6 | [6 empty] | J6 | 36557 | Open Secondary(OS) | Duplex | 4-A-C | [5 empty] | A151535232 | Landis | 30 | 6 | AWG | 0.5 | 6 | AWG | 3 Phase | 124.6639 | 11.2966 | tamayo
2026-01-26 | 11:50 | 55-A-C | F6 | [6 empty] | J6 | 36557 | Open Secondary(OS) | Duplex | 4-A-C | [5 empty] | A291457828 | Landis | 60 | 6 | AWG | 0.5 | 6 | AWG | 3 Phase | 124.6639 | 11.2966 | tamayo
2026-01-26 | 11:50 | 55-A-C | F6 | [6 empty] | J6 | 36557 | Open Secondary(OS) | Duplex | 4-A-C | [5 empty] | 202100150079 | Intec | 60 | 6 | AWG | 0.5 | 6 | AWG | 3 Phase | 124.6639 | 11.2966 | tamayo
2026-01-26 | 11:51 | 55-A-C | F6 | [6 empty] | J6 | 36557 | Open Secondary(OS) | Duplex | 4-A-C | [5 empty] | 201900065455 | Intec | 60 | 6 | AWG | 0.5 | 6 | AWG | 3 Phase | 124.6639 | 11.2966 | tamayo
2026-01-26 | 11:51 | 55-A-C | F6 | [6 empty] | J6 | 36557 | Open Secondary(OS) | Duplex | 4-A-C | [5 empty] | 201800154678 | Intec | 60 | 6 | AWG | 0.5 | 6 | AWG | 3 Phase | 124.6639 | 11.2966 | tamayo
2026-01-26 | 11:51 | 55-A-C | F6 | [6 empty] | J6 | 36557 | Open Secondary(OS) | Duplex | 4-A-C | [5 empty] | 20234191 | Techen | 30 | 6 | AWG | 0.5 | 6 | AWG | 3 Phase | 124.6639 | 11.2966 | tamayo
2026-01-26 | 11:52 | 55-A-C | F6 | [6 empty] | J6 | 36557 | Open Secondary(OS) | Duplex | 4-A-C | [5 empty] | 201800157928 | Intec | 60 | 6 | AWG | 0.5 | 6 | AWG | 3 Phase | 124.6639 | 11.2966 | tamayo
2026-01-26 | 11:55 | 55-A-D | F6 | [6 empty] | J6 | 36557 | Open Secondary(OS) | Duplex | 4-A-D | [5 empty] | 201700021861 | Intec | 60 | 6 | AWG | 0.5 | 6 | AWG | 3 Phase | 124.6634 | 11.2967 | tamayo
2026-01-26 | 11:55 | 55-A-D | F6 | [6 empty] | J6 | 36557 | Open Secondary(OS) | Duplex | 4-A-D | [5 empty] | A161463503 | Landis | 60 | 6 | AWG | 0.5 | 6 | AWG | 3 Phase | 124.6634 | 11.2967 | tamayo
2026-01-26 | 11:55 | 55-A-D | F6 | [6 empty] | J6 | 36557 | Open Secondary(OS) | Duplex | 4-A-D | [5 empty] | A081436089 | Landis | 60 | 6 | AWG | 0.5 | 6 | AWG | 3 Phase | 124.6634 | 11.2967 | tamayo
2026-01-26 | 11:56 | 55-A-D | F6 | [6 empty] | J6 | 36557 | Open Secondary(OS) | Duplex | 4-A-D | [5 empty] | 202100043065 | Intec | 60 | 6 | AWG | 0.5 | 6 | AWG | 3 Phase | 124.6634 | 11.2967 | tamayo
2026-01-26 | 11:56 | 55-A-D | F6 | [6 empty] | J6 | 36557 | Open Secondary(OS) | Duplex | 4-A-D | [5 empty] | A401216793 | Landis | 30 | 6 | AWG | 0.5 | 6 | AWG | 3 Phase | 124.6634 | 11.2967 | tamayo
2026-01-26 | 11:56 | 55-A-D | F6 | [6 empty] | J6 | 36557 | Open Secondary(OS) | Duplex | 4-A-D | [5 empty] | A251259695 | Landis | 30 | 6 | AWG | 0.5 | 6 | AWG | 3 Phase | 124.6634 | 11.2967 | tamayo
2026-01-26 | 11:56 | 55-A-D | F6 | [6 empty] | J6 | 36557 | Open Secondary(OS) | Duplex | 4-A-D | [5 empty] | 201700021862 | Intec | 60 | 6 | AWG | 0.5 | 6 | AWG | 3 Phase | 124.6634 | 11.2967 | tamayo
2026-01-26 | 11:57 | 55-A-D | F6 | [6 empty] | J6 | 36557 | Open Secondary(OS) | Duplex | 4-A-D | [5 empty] | 356822 |  | 60 | 6 | AWG | 0.5 | 6 | AWG | 3 Phase | 124.6634 | 11.2967 | tamayo
2026-01-26 | 12:00 | 55-A-F | F6 | [6 empty] | J6 | 36557 | Open Secondary(OS) | Duplex | 4-A-E | [8 empty] | 6 | AWG | 0.5 | 6 | AWG | 3 Phase | 124.6628 | 11.2964 | tamayo
2026-01-26 | 12:04 | 55-A-G | F6 | [6 empty] | J6 | 36557 | Open Secondary(OS) | Duplex | 4-A-F | [5 empty] | 90350141 | Techen | 60 | 6 | AWG | 0.5 | 6 | AWG | 3 Phase | 124.6622 | 11.2963 | tamayo
2026-01-26 | 12:50 | 54 | F6 | C1 | 2 | 2 | Horizontal | CBAN | 54 | J5 | 36557 | Under Built(UB) | Bare | 5 | [5 empty] | SCL35079 | Landis | 60 | 6 | AWG | 0.5 | 6 | AWG | 3 Phase | 124.6641 | 11.2957 | tamayo
2026-01-26 | 12:51 | 54 | F6 | C1 | 2 | 2 | Horizontal | CBAN | 54 | J5 | 36557 | Under Built(UB) | Bare | 5 | [5 empty] | 90351633 | Techen | 30 | 6 | AWG | 0.5 | 6 | AWG | 3 Phase | 124.6641 | 11.2957 | tamayo
2026-01-26 | 12:51 | 54 | F6 | C1 | 2 | 2 | Horizontal | CBAN | 54 | J5 | 36557 | Under Built(UB) | Bare | 5 | [5 empty] | 201700020031 | Intec | 60 | 6 | AWG | 0.5 | 6 | AWG | 3 Phase | 124.6641 | 11.2957 | tamayo
2026-01-26 | 12:51 | 54 | F6 | C1 | 2 | 2 | Horizontal | CBAN | 54 | J5 | 36557 | Under Built(UB) | Bare | 5 | [5 empty] | 90434626 | Techen | 60 | 6 | AWG | 0.5 | 6 | AWG | 3 Phase | 124.6641 | 11.2957 | tamayo
2026-01-26 | 12:51 | 54 | F6 | C1 | 2 | 2 | Horizontal | CBAN | 54 | J5 | 36557 | Under Built(UB) | Bare | 5 | [5 empty] | 20234207 | Techen | 30 | 6 | AWG | 0.5 | 6 | AWG | 3 Phase | 124.6641 | 11.2957 | tamayo
2026-01-26 | 12:53 | 54 | F6 | C1 | 2 | 2 | Horizontal | CBAN | 54 | J5 | 36557 | Under Built(UB) | Bare | 5 | [5 empty] | SCL35223 | Landis | 30 | 6 | AWG | 0.5 | 6 | AWG | 3 Phase | 124.6641 | 11.2957 | tamayo
2026-01-26 | 12:54 | 54 | F6 | C1 | 2 | 2 | Horizontal | CBAN | 54 | J5 | 36557 | Under Built(UB) | Bare | 5 | [5 empty] | 201800154683 | Intec | 60 | 6 | AWG | 0.5 | 6 | AWG | 3 Phase | 124.6641 | 11.2957 | tamayo
2026-01-26 | 12:55 | 54 | F6 | C1 | 2 | 2 | Horizontal | CBAN | 54 | J5 | 36557 | Under Built(UB) | Bare | 5 | [5 empty] | 202200102310 | Intec | 60 | 6 | AWG | 0.5 | 6 | AWG | 3 Phase | 124.6641 | 11.2957 | tamayo
2026-01-26 | 12:55 | 54 | F6 | C1 | 2 | 2 | Horizontal | CBAN | 54 | J5 | 36557 | Under Built(UB) | Bare | 5 | [5 empty] | 202100150304 | Intec | 60 | 6 | AWG | 0.5 | 6 | AWG | 3 Phase | 124.6641 | 11.2957 | tamayo
2026-01-26 | 12:55 | 54 | F6 | C1 | 2 | 2 | Horizontal | CBAN | 54 | J5 | 36557 | Under Built(UB) | Bare | 5 | [5 empty] | 90351341 | Techen | 60 | 6 | AWG | 0.5 | 6 | AWG | 3 Phase | 124.6641 | 11.2957 | tamayo
2026-01-26 | 13:10 | 53 | F6 | C1 | 2 | 2 | Horizontal | CBAN | 53 | J5 | 36557 | Under Built(UB) | Bare | 6 | [5 empty] | 202100043056 | Intec | 60 | 6 | AWG | 0.5 | 6 | AWG | 3 Phase | 124.6636 | 11.2956 | tamayo
2026-01-26 | 13:11 | 53 | F6 | C1 | 2 | 2 | Horizontal | CBAN | 53 | J5 | 36557 | Under Built(UB) | Bare | 6 | [5 empty] | 362189 | Intec | 30 | 6 | AWG | 0.5 | 6 | AWG | 3 Phase | 124.6636 | 11.2956 | tamayo
2026-01-26 | 13:12 | 51 | F6 | C1 | 2 | 2 | Horizontal | CBAN | 52 | J6 | 36557 | Under Built(UB) | Bare | 7 | [8 empty] | 6 | AWG | 0.5 | 6 | AWG | 3 Phase | 124.6637 | 11.2956 | tamayo |  | 11.2956210736016,124.663708834035
2026-01-26 | 13:14 | 50 | F6 | C1 | 2 | 2 | Horizontal | CBAN | 50 | [13 empty] | 6 | AWG | 0.5 | 6 | AWG | 3 Phase | 124.6633 | 11.2957 | tamayo |  | 11.29568,124.66333
2026-01-26 | 13:15 | 50 | F6 | C1 | 2 | 2 | Horizontal | CBAN | 50 | J6 | 36557 | Under Built(UB) | Bare | 50 | [8 empty] | 6 | AWG | 0.5 | 6 | AWG | 3 Phase | 124.6633 | 11.2957 | tamayo |  | 11.29568,124.66333
2026-01-26 | 13:15 | 50 | F6 | C1 | 2 | 2 | Horizontal | CBAN | 50 | J6 | 36557 | Under Built(UB) | Bare | 50 | [5 empty] | 201700024016 | Intec | 60 | 6 | AWG | 0.5 | 6 | AWG | 3 Phase | 124.6633 | 11.2957 | tamayo |  | 11.29568,124.66333
2026-01-26 | 13:15 | 50 | F6 | C1 | 2 | 2 | Horizontal | CBAN | 50 | J6 | 36557 | Under Built(UB) | Bare | 50 | [5 empty] | 201700020028 | Intec | 60 | 6 | AWG | 0.5 | 6 | AWG | 3 Phase | 124.6633 | 11.2957 | tamayo |  | 11.29568,124.66333
2026-01-26 | 13:16 | 50 | F6 | C1 | 2 | 2 | Horizontal | CBAN | 50 | J6 | 36557 | Under Built(UB) | Bare | 50 | [5 empty] | 808034668 | EDMI | 60 | 6 | AWG | 0.5 | 6 | AWG | 3 Phase | 124.6633 | 11.2956 | tamayo |  | 11.29562,124.66335
2026-01-26 | 13:16 | 50 | F6 | C1 | 2 | 2 | Horizontal | CBAN | 50 | J6 | 36557 | Under Built(UB) | Bare | 50 | [5 empty] | 201700024014 | Intec | 60 | 6 | AWG | 0.5 | 6 | AWG | 3 Phase | 124.6633 | 11.2956 | tamayo |  | 11.29562,124.66335
2026-01-26 | 13:16 | 50 | F6 | C1 | 2 | 2 | Horizontal | CBAN | 50 | J6 | 36557 | Under Built(UB) | Bare | 50 | [5 empty] | 201800157612 | Intec | 60 | 6 | AWG | 0.5 | 6 | AWG | 3 Phase | 124.6633 | 11.2955 | tamayo |  | 11.29548,124.66331
2026-01-26 | 13:18 | 50-a | F6 | C1 | 2 | 2 | Horizontal | CBAN | 50-a | [13 empty] | 6 | AWG | 0.5 | 6 | AWG | 3 Phase | 124.6634 | 11.2954 | tamayo |  | 11.29542,124.66337
2026-01-26 | 13:19 | 50-a | F6 | C1 | 2 | 2 | Horizontal | CBAN | 50-a | J6 | 36557 | Open Secondary(OS) | Duplex | 50-a | [8 empty] | 6 | AWG | 0.5 | 6 | AWG | 3 Phase | 124.6634 | 11.2954 | tamayo |  | 11.29542,124.66337
2026-01-26 | 13:19 | 50-a | F6 | C1 | 2 | 2 | Horizontal | CBAN | 50-a | J6 | 36557 | Open Secondary(OS) | Duplex | 50-a | [5 empty] | 432264 | Intec | 100 | 6 | AWG | 0.5 | 6 | AWG | 3 Phase | 124.6634 | 11.2954 | tamayo |  | 11.29542,124.66337
2026-01-26 | 13:19 | 50-a | F6 | C1 | 2 | 2 | Horizontal | CBAN | 50-a | J6 | 36557 | Open Secondary(OS) | Duplex | 50-a | [5 empty] | 202400047600 | Intec | 60 | 6 | AWG | 0.5 | 6 | AWG | 3 Phase | 124.6634 | 11.2954 | tamayo |  | 11.29542,124.66337
2026-01-26 | 13:20 | 50-a | F6 | C1 | 2 | 2 | Horizontal | CBAN | 50-a | J6 | 36557 | Open Secondary(OS) | Duplex | 50-a | [5 empty] | 202400047591 | Intec | 60 | 6 | AWG | 0.5 | 6 | AWG | 3 Phase | 124.6634 | 11.2954 | tamayo |  | 11.29542,124.66337
2026-01-26 | 13:20 | 50-a | F6 | C1 | 2 | 2 | Horizontal | CBAN | 50-a | J6 | 36557 | Open Secondary(OS) | Duplex | 50-a | [5 empty] | SCL35086 | Landis | 100 | 6 | AWG | 0.5 | 6 | AWG | 3 Phase | 124.6634 | 11.2954 | tamayo |  | 11.29542,124.66337
2026-01-26 | 13:20 | 50-a | F6 | C1 | 2 | 2 | Horizontal | CBAN | 50-a | J6 | 36557 | Open Secondary(OS) | Duplex | 50-a | [5 empty] | 202200102053 | Intec | 100 | 6 | AWG | 0.5 | 6 | AWG | 3 Phase | 124.6634 | 11.2954 | tamayo |  | 11.29542,124.66337
2026-01-26 | 13:21 | 50-a | F6 | C1 | 2 | 2 | Horizontal | CBAN | 50-a | J6 | 36557 | Open Secondary(OS) | Duplex | 50-a | [5 empty] | A211069288 | Landis | 100 | 6 | AWG | 0.5 | 6 | AWG | 3 Phase | 124.6634 | 11.2954 | tamayo |  | 11.29542,124.66337
2026-01-26 | 13:21 | 50-a | F6 | C1 | 2 | 2 | Horizontal | CBAN | 50-a | J6 | 36557 | Open Secondary(OS) | Duplex | 50-a | [5 empty] | A221474239 | Landis | 60 | 6 | AWG | 0.5 | 6 | AWG | 3 Phase | 124.6634 | 11.2954 | tamayo |  | 11.29542,124.66337
2026-01-26 | 13:21 | 50-a | F6 | C1 | 2 | 2 | Horizontal | CBAN | 50-a | J6 | 36557 | Open Secondary(OS) | Duplex | 50-a | [5 empty] | 202400047592 | Intec | 100 | 6 | AWG | 0.5 | 6 | AWG | 3 Phase | 124.6634 | 11.2954 | tamayo |  | 11.29542,124.66337
2026-01-26 | 13:22 | 50-a | F6 | C1 | 2 | 2 | Horizontal | CBAN | 50-a | J6 | 36557 | Open Secondary(OS) | Duplex | 50-a | [5 empty] | 202400047596 | Intec | 100 | 6 | AWG | 0.5 | 6 | AWG | 3 Phase | 124.6634 | 11.2954 | tamayo |  | 11.29542,124.66337
2026-01-26 | 13:22 | 50-a | F6 | C1 | 2 | 2 | Horizontal | CBAN | 50-a | J6 | 36557 | Open Secondary(OS) | Duplex | 50-a | [5 empty] | 201900064768 | Intec | 60 | 6 | AWG | 0.5 | 6 | AWG | 3 Phase | 124.6634 | 11.2954 | tamayo |  | 11.29542,124.66337
2026-01-26 | 13:22 | 50-a | F6 | C1 | 2 | 2 | Horizontal | CBAN | 50-a | J6 | 36557 | Open Secondary(OS) | Duplex | 50-a | [5 empty] | 201900064621 | Intec | 100 | 6 | AWG | 0.5 | 6 | AWG | 3 Phase | 124.6634 | 11.2954 | tamayo |  | 11.29542,124.66337
2026-01-26 | 13:24 | 49 | F6 | C1 | 2 | 2 | Horizontal | CBAN | 49 | [13 empty] | 6 | AWG | 0.5 | 6 | AWG | 3 Phase | 124.6634 | 11.2954 | tamayo |  | 11.29542,124.66337
2026-01-26 | 13:25 | 49 | F6 | C1 | 2 | 2 | Horizontal | CBAN | 49 | J5 | 36557 | Under Built(UB) | Bare | 49 | [8 empty] | 6 | AWG | 0.5 | 6 | AWG | 3 Phase | 124.6634 | 11.2954 | tamayo |  | 11.29542,124.66337
2026-01-26 | 13:25 | 49 | F6 | C1 | 2 | 2 | Horizontal | CBAN | 49 | J5 | 36557 | Under Built(UB) | Bare | 49 | [13 empty] | 3 Phase | 124.6633 | 11.2954 | tamayo |  | 11.2954,124.66333
2026-01-26 | 13:26 | 49 | F6 | C1 | 2 | 2 | Horizontal | CBAN | 49 | J5 | 36557 | Under Built(UB) | Bare | 49 | [5 empty] | A151535862 | Landis | 100 | 6 | AWG | 0.5 | 6 | AWG | 3 Phase | 124.6633 | 11.2954 | tamayo |  | 11.2954,124.66333
2026-01-26 | 13:26 | 49 | F6 | C1 | 2 | 2 | Horizontal | CBAN | 49 | J5 | 36557 | Under Built(UB) | Bare | 49 | [5 empty] | A391085211 | Landis | 100 | 6 | AWG | 0.5 | 6 | AWG | 3 Phase | 124.6626 | 11.2952 | tamayo |  | 11.29517,124.66264
2026-01-26 | 13:27 | 49 | F6 | C1 | 2 | 2 | Horizontal | CBAN | 49 | J5 | 36557 | Under Built(UB) | Bare | 49 | [5 empty] | 22027498 | Electra | 100 | 6 | AWG | 0.5 | 6 | AWG | 3 Phase | 124.6626 | 11.2952 | tamayo |  | 11.29517,124.66264
2026-01-26 | 13:29 | 48 | F6 | C1 | 2 | 2 | Horizontal | CBAN | 48 | [13 empty] | 6 | AWG | 0.5 | 6 | AWG | 3 Phase | 124.6626 | 11.2952 | tamayo |  | 11.29517,124.66264
2026-01-26 | 13:31 | 48 | F6 | C1 | 2 | 2 | Horizontal | CBAN | 48 | J6 | 36557 | Under Built(UB) | Bare | 48 | [8 empty] | 6 | AWG | 0.5 | 6 | AWG | 3 Phase | 124.6615 | 11.2951 | tamayo |  | 11.29509,124.66151
2026-01-26 | 13:32 | 48 | F6 | C1 | 2 | 2 | Horizontal | CBAN | 48 | J6 | 36557 | Under Built(UB) | Bare | 48 | 10 | Sole | 48 | ABCN | Yes |  |  |  | 6 | AWG | 0.5 | 6 | AWG | 3 Phase | 124.662 | 11.295 | tamayo |  | 11.29501,124.66195
2026-01-26 | 13:33 | 48 | F6 | C1 | 2 | 2 | Horizontal | CBAN | 48 | J6 | 36557 | Under Built(UB) | Bare | 48 | 10 | Sole | 48 | ABCN | Yes | A151537111 | Landis | 30 | 6 | AWG | 0.5 | 6 | AWG | 3 Phase | 124.6617 | 11.2951 | tamayo |  | 11.29506,124.66169
2026-01-26 | 13:33 | 48 | F6 | C1 | 2 | 2 | Horizontal | CBAN | 48 | J6 | 36557 | Under Built(UB) | Bare | 48 | 10 | Sole | 48 | ABCN | Yes | A291457819 | Landis | 100 | 6 | AWG | 0.5 | 6 | AWG | 3 Phase | 124.6622 | 11.2945 | tamayo |  | 11.29453,124.66224
2026-01-26 | 13:34 | 48 | F6 | C1 | 2 | 2 | Horizontal | CBAN | 48 | J6 | 36557 | Under Built(UB) | Bare | 48 | 10 | Sole | 48 | ABCN | Yes | A251121600 | Landis | 100 | 6 | AWG | 0.5 | 6 | AWG | 3 Phase | 124.6622 | 11.2945 | tamayo |  | 11.29453,124.66224
2026-01-26 | 13:34 | 48 | F6 | C1 | 2 | 2 | Horizontal | CBAN | 48 | J6 | 36557 | Under Built(UB) | Bare | 48 | 10 | Sole | 48 | ABCN | Yes | A151248899 | Landis | 100 | 6 | AWG | 0.5 | 6 | AWG | 3 Phase | 124.6616 | 11.2951 | tamayo |  | 11.29511,124.66164
2026-01-26 | 13:35 | 48 | F6 | C1 | 2 | 2 | Horizontal | CBAN | 48 | J6 | 36557 | Under Built(UB) | Bare | 48 | 10 | Sole | 48 | ABCN | Yes | A151535399 | Landis | 60 | 6 | AWG | 0.5 | 6 | AWG | 3 Phase | 124.6616 | 11.2951 | tamayo |  | 11.29511,124.66164
2026-01-26 | 13:35 | 48 | F6 | C1 | 2 | 2 | Horizontal | CBAN | 48 | J6 | 36557 | Under Built(UB) | Bare | 48 | 10 | Sole | 48 | ABCN | Yes | A151535403 | Landis | 60 | 6 | AWG | 0.5 | 6 | AWG | 3 Phase | 124.6616 | 11.2951 | tamayo |  | 11.29511,124.66164
2026-01-26 | 13:35 | 48 | F6 | C1 | 2 | 2 | Horizontal | CBAN | 48 | J6 | 36557 | Under Built(UB) | Bare | 48 | 10 | Sole | 48 | ABCN | Yes | A081437705 | Landis | 100 | 6 | AWG | 0.5 | 6 | AWG | 3 Phase | 124.6616 | 11.2951 | tamayo |  | 11.29511,124.66164
2026-01-26 | 13:36 | 48 | F6 | C1 | 2 | 2 | Horizontal | CBAN | 48 | J6 | 36557 | Under Built(UB) | Bare | 48 | 10 | Sole | 48 | ABCN | Yes | 202400047590 | Intec | 60 | 6 | AWG | 0.5 | 6 | AWG | 3 Phase | 124.6616 | 11.2951 | tamayo |  | 11.29511,124.66164
2026-01-26 | 13:36 | 48 | F6 | C1 | 2 | 2 | Horizontal | CBAN | 48 | J6 | 36557 | Under Built(UB) | Bare | 48 | 10 | Sole | 48 | ABCN | Yes | 202100043070 | Intec | 100 | 6 | AWG | 0.5 | 6 | AWG | 3 Phase | 124.6616 | 11.2951 | tamayo |  | 11.29511,124.66164
2026-01-26 | 13:37 | 48 | F6 | C1 | 2 | 2 | Horizontal | CBAN | 48 | J6 | 36557 | Under Built(UB) | Bare | 48 | 10 | Sole | 48 | ABCN | Yes | 202400047598 | Intec | 100 | 6 | AWG | 0.5 | 6 | AWG | 3 Phase | 124.6616 | 11.2951 | tamayo |  | 11.29511,124.66164
2026-01-26 | 13:37 | 48 | F6 | C1 | 2 | 2 | Horizontal | CBAN | 48 | J6 | 36557 | Under Built(UB) | Bare | 48 | 10 | Sole | 48 | ABCN | Yes | 201900039967 | Intec | 100 | 6 | AWG | 0.5 | 6 | AWG | 3 Phase | 124.6616 | 11.2951 | tamayo |  | 11.29511,124.66164
2026-01-26 | 13:38 | 48 | F6 | C1 | 2 | 2 | Horizontal | CBAN | 48 | J6 | 36557 | Under Built(UB) | Bare | 48 | 10 | Sole | 48 | ABCN | Yes | 202200101536 | Intec | 60 | 6 | AWG | 0.5 | 6 | AWG | 3 Phase | 124.6616 | 11.2951 | tamayo |  | 11.29511,124.66164
2026-01-26 | 13:38 | 48 | F6 | C1 | 2 | 2 | Horizontal | CBAN | 48 | J6 | 36557 | Under Built(UB) | Bare | 48 | 10 | Sole | 48 | ABCN | Yes | A161463800 | Landis | 60 | 6 | AWG | 0.5 | 6 | AWG | 3 Phase | 124.6616 | 11.2951 | tamayo |  | 11.29511,124.66164
2026-01-26 | 13:38 | 48 | F6 | C1 | 2 | 2 | Horizontal | CBAN | 48 | J6 | 36557 | Under Built(UB) | Bare | 48 | 10 | Sole | 48 | ABCN | Yes | A151535404 | Landis | 60 | 6 | AWG | 0.5 | 6 | AWG | 3 Phase | 124.6616 | 11.2951 | tamayo |  | 11.29511,124.66164
2026-01-26 | 13:41 | 48-a | F6 | C1 | 2 | 2 | Horizontal | CBAN | 48-a | J6 | 36557 | Under Built(UB) | Bare | 48-a | 10 | Sole | 48 | ABCN | Yes |  |  |  | 6 | AWG | 0.5 | 6 | AWG | 3 Phase | 124.6612 | 11.2951 | tamayo |  | 11.29514,124.66115
2026-01-26 | 13:45 | 47 | F6 | C2 | 2 | 2 | Horizontal | CBAN | 47 | [8 empty] | ABCN |  |  |  |  | 6 | AWG | 0.5 | 6 | AWG | 3 Phase | 124.6612 | 11.2945 | tamayo |  | 11.29446,124.66121
2026-01-26 | 13:46 | 47 | F6 | C2 | 2 | 2 | Horizontal | CBAN | 47 | J6 | 36557 | Under Built(UB) | Bare | 47 |  |  |  | ABCN |  |  |  |  | 6 | AWG | 0.5 | 6 | AWG | 3 Phase | 124.6612 | 11.2945 | tamayo |  | 11.29446,124.66121
2026-01-26 | 13:47 | 47 | F6 | C2 | 2 | 2 | Horizontal | CBAN | 47 | J6 | 36557 | Under Built(UB) | Bare | 47 | 25 | Sole | 47 | BN | No |  |  |  | 6 | AWG | 0.5 | 6 | AWG | 3 Phase | 124.6609 | 11.2947 | tamayo |  | 11.29471,124.66086
2026-01-26 | 13:48 | 47 | F6 | C2 | 2 | 2 | Horizontal | CBAN | 47 | J6 | 36557 | Under Built(UB) | Bare | 47 | 25 | Sole | 47 | BN | No | 90351639 | Techen | 100 | 6 | AWG | 0.5 | 6 | AWG | 3 Phase | 124.6609 | 11.2947 | tamayo |  | 11.29471,124.66086
2026-01-26 | 13:48 | 47 | F6 | C2 | 2 | 2 | Horizontal | CBAN | 47 | J6 | 36557 | Under Built(UB) | Bare | 47 | 25 | Sole | 47 | BN | No | 90351635 | Techen | 100 | 6 | AWG | 0.5 | 6 | AWG | 3 Phase | 124.6609 | 11.2947 | tamayo |  | 11.29471,124.66086
2026-01-26 | 13:48 | 47 | F6 | C2 | 2 | 2 | Horizontal | CBAN | 47 | J6 | 36557 | Under Built(UB) | Bare | 47 | 25 | Sole | 47 | BN | No | A151535606 | Landis | 100 | 6 | AWG | 0.5 | 6 | AWG | 3 Phase | 124.6609 | 11.2947 | tamayo |  | 11.29471,124.66086
2026-01-26 | 13:49 | 47 | F6 | C2 | 2 | 2 | Horizontal | CBAN | 47 | J6 | 36557 | Under Built(UB) | Bare | 47 | 25 | Sole | 47 | BN | No | A351388635 | Landis | 100 | 6 | AWG | 0.5 | 6 | AWG | 3 Phase | 124.6609 | 11.2947 | tamayo |  | 11.29471,124.66086
2026-01-26 | 13:49 | 47 | F6 | C2 | 2 | 2 | Horizontal | CBAN | 47 | J6 | 36557 | Under Built(UB) | Bare | 47 | 25 | Sole | 47 | BN | No | A261452578 | Landis | 100 | 6 | AWG | 0.5 | 6 | AWG | 3 Phase | 124.6609 | 11.2947 | tamayo |  | 11.29471,124.66086
2026-01-26 | 13:50 | 47 | F6 | C2 | 2 | 2 | Horizontal | CBAN | 47 | J6 | 36557 | Under Built(UB) | Bare | 47 | 25 | Sole | 47 | BN | No | A221480390 | Landis | 100 | 6 | AWG | 0.5 | 6 | AWG | 3 Phase | 124.6609 | 11.2947 | tamayo |  | 11.29471,124.66086
2026-01-26 | 13:54 | 47-a | F6 | A1 | 2 | 2 | Vertical | CN | 47-a | J5 | 36557 | Under Built(UB) | Bare | 47-a |  |  |  | BN |  |  |  |  | 6 | AWG | 0.5 | 6 | AWG | Single Phase | 124.6606 | 11.2946 | tamayo |  | 11.29463,124.6606
2026-01-26 | 13:54 | 47-a | F6 | A1 | 2 | 2 | Vertical | CN | 47-a | J5 | 36557 | Under Built(UB) | Bare | 47-a |  |  |  | BN |  |  |  |  | 6 | AWG | 0.5 | 6 | AWG | Single Phase | 124.6606 | 11.2946 | tamayo |  | 11.29463,124.6606
2026-01-26 | 13:57 | 47-a | F6 | A1 | 2 | 2 | Vertical | CN | 47-a | J5 | 36557 | Under Built(UB) | Bare | 47-a | 100 | Sole | 47-a | CN | Yes |  |  |  | 6 | AWG | 0.5 | 6 | AWG | Single Phase | 124.6609 | 11.294 | tamayo |  | 11.294,124.66088
2026-01-26 | 13:58 | 47-a | F6 | A1 | 2 | 2 | Vertical | CN | 47-a | J5 | 36557 | Under Built(UB) | Bare | 47-a | 100 | Sole | 47-a | CN | Yes | 2XCNM130631 | GE | 60 | 6 | AWG | 0.5 | 6 | AWG | Single Phase | 124.6608 | 11.2939 | tamayo |  | 11.2939,124.66083
2026-01-26 | 13:59 | 47-a | F6 | A1 | 2 | 2 | Vertical | CN | 47-a | J5 | 36557 | Under Built(UB) | Bare | 47-a | 100 | Sole | 47-a | CN | Yes | A291457121 | Landis | 60 | 6 | AWG | 0.5 | 6 | AWG | Single Phase | 124.6608 | 11.2939 | tamayo |  | 11.2939,124.66083
2026-01-26 | 13:59 | 47-a | F6 | A1 | 2 | 2 | Vertical | CN | 47-a | J5 | 36557 | Under Built(UB) | Bare | 47-a | 100 | Sole | 47-a | CN | Yes | A291457121 | Landis | 60 | 6 | AWG | 0.5 | 6 | AWG | Single Phase | 124.6608 | 11.2939 | tamayo |  | 11.2939,124.66083
2026-01-26 | 13:59 | 47-a | F6 | A1 | 2 | 2 | Vertical | CN | 47-a | J5 | 36557 | Under Built(UB) | Bare | 47-a | 100 | Sole | 47-a | CN | Yes | A221474721 | Landis | 60 | 6 | AWG | 0.5 | 6 | AWG | Single Phase | 124.6608 | 11.2939 | tamayo |  | 11.2939,124.66083
2026-01-26 | 14:00 | 47-a | F6 | A1 | 2 | 2 | Vertical | CN | 47-a | J5 | 36557 | Under Built(UB) | Bare | 47-a | 100 | Sole | 47-a | CN | Yes | A291457117 | Landis | 60 | 6 | AWG | 0.5 | 6 | AWG | Single Phase | 124.6613 | 11.294 | tamayo |  | 11.29397,124.66127
2026-01-26 | 14:00 | 47-a | F6 | A1 | 2 | 2 | Vertical | CN | 47-a | J5 | 36557 | Under Built(UB) | Bare | 47-a | 100 | Sole | 47-a | CN | Yes | A291457116 | Landis | 60 | 6 | AWG | 0.5 | 6 | AWG | Single Phase | 124.6613 | 11.294 | tamayo |  | 11.29397,124.66127
2026-01-26 | 14:01 | 47-a | F6 | A1 | 2 | 2 | Vertical | CN | 47-a | J5 | 36557 | Under Built(UB) | Bare | 47-a | 100 | Sole | 47-a | CN | Yes | 202100043074 | Intec | 100 | 6 | AWG | 0.5 | 6 | AWG | Single Phase | 124.6613 | 11.294 | tamayo |  | 11.29397,124.66127
2026-01-26 | 14:01 | 47-a | F6 | A1 | 2 | 2 | Vertical | CN | 47-a | J5 | 36557 | Under Built(UB) | Bare | 47-a | 100 | Sole | 47-a | CN | Yes | 202100043069 | Intec | 60 | 6 | AWG | 0.5 | 6 | AWG | Single Phase | 124.6613 | 11.294 | tamayo |  | 11.29397,124.66127
2026-01-26 | 14:01 | 47-a | F6 | A1 | 2 | 2 | Vertical | CN | 47-a | J5 | 36557 | Under Built(UB) | Bare | 47-a | 100 | Sole | 47-a | CN | Yes | 202100043068 | Intec | 60 | 6 | AWG | 0.5 | 6 | AWG | Single Phase | 124.6609 | 11.2945 | tamayo |  | 11.29454,124.66093
2026-01-26 | 14:02 | 47-a | F6 | A1 | 2 | 2 | Vertical | CN | 47-a | J5 | 36557 | Under Built(UB) | Bare | 47-a | 100 | Sole | 47-a | CN | Yes | 202100043067 | Intec | 60 | 6 | AWG | 0.5 | 6 | AWG | Single Phase | 124.6609 | 11.2945 | tamayo |  | 11.29454,124.66093
2026-01-26 | 14:30 | 46-a-b | F6 | A1 | 2 | 2 | Vertical | CN | 46-a-b | [13 empty] | 6 | AWG | 0.5 | 6 | AWG | Single Phase | 124.6612 | 11.2933 | tamayo |  | 11.29331,124.6612
2026-01-26 | 14:31 | 46-a-b | F6 | A1 | 2 | 2 | Vertical | CN | 46-a-b | J6 | 36557 | Under Built(UB) | Bare | 46-a-b | [8 empty] | 6 | AWG | 0.5 | 6 | AWG | Single Phase | 124.6612 | 11.2933 | tamayo |  | 11.29331,124.6612
2026-01-26 | 14:31 | 46-a-b | F6 | A1 | 2 | 2 | Vertical | CN | 46-a-b | J6 | 36557 | Under Built(UB) | Bare | 46-a-b |  |  |  |  | Yes |  |  |  | 6 | AWG | 0.5 | 6 | AWG | Single Phase | 124.6612 | 11.2933 | tamayo |  | 11.29331,124.6612
2026-01-26 | 14:32 | 46-a-b | F6 | A1 | 2 | 2 | Vertical | CN | 46-a-b | J6 | 36557 | Under Built(UB) | Bare | 46-a-b |  |  |  |  | Yes | A251259697 | Landis | 100 | 6 | AWG | 0.5 | 6 | AWG | Single Phase | 124.6615 | 11.2935 | tamayo |  | 11.29349,124.66145
2026-01-26 | 14:32 | 46-a-b | F6 | A1 | 2 | 2 | Vertical | CN | 46-a-b | J6 | 36557 | Under Built(UB) | Bare | 46-a-b |  |  |  |  | Yes | A221462231 | Landis | 100 | 6 | AWG | 0.5 | 6 | AWG | Single Phase | 124.6615 | 11.2935 | tamayo |  | 11.29349,124.66145
2026-01-26 | 14:33 | 46-a-b | F6 | A1 | 2 | 2 | Vertical | CN | 46-a-b | J6 | 36557 | Under Built(UB) | Bare | 46-a-b |  |  |  |  | Yes | A291457119 | Landis | 100 | 6 | AWG | 0.5 | 6 | AWG | Single Phase | 124.6615 | 11.2935 | tamayo |  | 11.29349,124.66145
2026-01-26 | 14:33 | 46-a-b | F6 | A1 | 2 | 2 | Vertical | CN | 46-a-b | J6 | 36557 | Under Built(UB) | Bare | 46-a-b |  |  |  |  | Yes | 201900069807 | Intec | 60 | 6 | AWG | 0.5 | 6 | AWG | Single Phase | 124.6615 | 11.2935 | tamayo |  | 11.29349,124.66145
2026-01-26 | 14:34 | 46-a-b | F6 | A1 | 2 | 2 | Vertical | CN | 46-a-b | J6 | 36557 | Under Built(UB) | Bare | 46-a-b |  |  |  |  | Yes | A291457144 | Landis | 60 | 6 | AWG | 0.5 | 6 | AWG | Single Phase | 124.6615 | 11.2934 | tamayo |  | 11.29344,124.66146
2026-01-26 | 14:34 | 46-a-b | F6 | A1 | 2 | 2 | Vertical | CN | 46-a-b | J6 | 36557 | Under Built(UB) | Bare | 46-a-b |  |  |  |  | Yes | 201700022172 | Intec | 60 | 6 | AWG | 0.5 | 6 | AWG | Single Phase | 124.6615 | 11.2934 | tamayo |  | 11.29344,124.66146
2026-01-26 | 14:35 | 46-a-b | F6 | A1 | 2 | 2 | Vertical | CN | 46-a-b | J6 | 36557 | Under Built(UB) | Bare | 46-a-b |  |  |  |  | Yes | A291457118 | Landis | 60 | 6 | AWG | 0.5 | 6 | AWG | Single Phase | 124.6615 | 11.2934 | tamayo |  | 11.29344,124.66146
2026-01-26 | 14:35 | 46-a-b | F6 | A1 | 2 | 2 | Vertical | CN | 46-a-b | J6 | 36557 | Under Built(UB) | Bare | 46-a-b |  |  |  |  | Yes | A291457120 | Landis | 100 | 6 | AWG | 0.5 | 6 | AWG | Single Phase | 124.6615 | 11.2934 | tamayo |  | 11.29344,124.66146
2026-01-26 | 14:36 | 46-a-b | F6 | A1 | 2 | 2 | Vertical | CN | 46-a-b | J6 | 36557 | Under Built(UB) | Bare | 46-a-b |  |  |  |  | Yes | A291457115 | Landis | 60 | 6 | AWG | 0.5 | 6 | AWG | Single Phase | 124.6614 | 11.2934 | tamayo |  | 11.29345,124.66143
2026-01-26 | 14:38 | 46-a-b-A | F6 | A1 | 2 | 2 | Vertical | CN | 46-a-b-A | [9 empty] | Yes |  |  |  | 6 | AWG | 0.5 | 6 | AWG | Single Phase | 124.6614 | 11.2935 | tamayo |  | 11.2935,124.66141
2026-01-26 | 14:39 | 46-a-b-A | F6 | A1 | 2 | 2 | Vertical | CN | 46-a-b-A | J5 | 36557 | Under Built(UB) | Duplex | 46-a-b-A |  |  |  |  | Yes |  |  |  | 6 | AWG | 0.5 | 6 | AWG | Single Phase | 124.6614 | 11.2935 | tamayo |  | 11.2935,124.66141
2026-01-26 | 14:39 | 46-a-b-A | F6 | A1 | 2 | 2 | Vertical | CN | 46-a-b-A | J5 | 36557 | Under Built(UB) | Duplex | 46-a-b-A |  |  |  |  | Yes | 485717 | Intec | 60 | 6 | AWG | 0.5 | 6 | AWG | Single Phase | 124.6614 | 11.2935 | tamayo |  | 11.2935,124.66136
2026-01-26 | 14:40 | 46-a-b-A | F6 | A1 | 2 | 2 | Vertical | CN | 46-a-b-A | J5 | 36557 | Under Built(UB) | Duplex | 46-a-b-A |  |  |  |  | Yes | 202100043052 | Intec | 60 | 6 | AWG | 0.5 | 6 | AWG | Single Phase | 124.6614 | 11.2935 | tamayo |  | 11.2935,124.66136
2026-01-26 | 14:40 | 46-a-b-A | F6 | A1 | 2 | 2 | Vertical | CN | 46-a-b-A | J5 | 36557 | Under Built(UB) | Duplex | 46-a-b-A |  |  |  |  | Yes | 485719 | Intec | 60 | 6 | AWG | 0.5 | 6 | AWG | Single Phase | 124.6614 | 11.2935 | tamayo |  | 11.2935,124.66136
2026-01-26 | 14:40 | 46-a-b-A | F6 | A1 | 2 | 2 | Vertical | CN | 46-a-b-A | J5 | 36557 | Under Built(UB) | Duplex | 46-a-b-A |  |  |  |  | Yes | 485715 | Intec | 60 | 6 | AWG | 0.5 | 6 | AWG | Single Phase | 124.6614 | 11.2935 | tamayo |  | 11.2935,124.66136
2026-01-26 | 14:43 | 46-a-b-B | F6 | A1 | 2 | 2 | Vertical | CN | 46-a-b-B | J5 | 36557 | Under Built(UB) | Duplex | 46-a-b-A |  |  |  |  | Yes |  |  |  | 6 | AWG | 0.5 | 6 | AWG | Single Phase | 124.6613 | 11.2934 | tamayo |  | 11.29336,124.66128
2026-01-26 | 14:46 | 46-a-b-B | F6 | A1 | 2 | 2 | Vertical | CN | 46-a-b-B | J6 | 36557 | Under Built(UB) | Duplex | 46-a-b-B | 25 | Common | 46-a-b-B | AN | Yes |  |  |  | 6 | AWG | 0.5 | 6 | AWG | Single Phase | 124.6611 | 11.2931 | tamayo |  | 11.2931,124.66107
2026-01-26 | 14:46 | 46-a-b-B | F6 | A1 | 2 | 2 | Vertical | CN | 46-a-b-B | J6 | 36557 | Under Built(UB) | Duplex | 46-a-b-B | 25 | Common | 46-a-b-B | AN | Yes | 202400047718 | Intec | 60 | 6 | AWG | 0.5 | 6 | AWG | Single Phase | 124.6611 | 11.2931 | tamayo |  | 11.2931,124.66107
2026-01-26 | 14:47 | 46-a-b-B | F6 | A1 | 2 | 2 | Vertical | CN | 46-a-b-B | J6 | 36557 | Under Built(UB) | Duplex | 46-a-b-B | 25 | Common | 46-a-b-B | AN | Yes | 201700022891 | Intec | 60 | 6 | AWG | 0.5 | 6 | AWG | Single Phase | 124.6611 | 11.2931 | tamayo |  | 11.2931,124.66107
2026-01-26 | 14:47 | 46-a-b-B | F6 | A1 | 2 | 2 | Vertical | CN | 46-a-b-B | J6 | 36557 | Under Built(UB) | Duplex | 46-a-b-B | 25 | Common | 46-a-b-B | AN | Yes | A221480166 | Landis | 60 | 6 | AWG | 0.5 | 6 | AWG | Single Phase | 124.661 | 11.2931 | tamayo |  | 11.29308,124.66102
2026-01-26 | 14:48 | 46-a-b-B | F6 | A1 | 2 | 2 | Vertical | CN | 46-a-b-B | J6 | 36557 | Under Built(UB) | Duplex | 46-a-b-B | 25 | Common | 46-a-b-B | AN | Yes | 202400047719 | Intec | 60 | 6 | AWG | 0.5 | 6 | AWG | Single Phase | 124.661 | 11.2931 | tamayo |  | 11.29308,124.66102
2026-01-26 | 14:48 | 46-a-b-B | F6 | A1 | 2 | 2 | Vertical | CN | 46-a-b-B | J6 | 36557 | Under Built(UB) | Duplex | 46-a-b-B | 25 | Common | 46-a-b-B | AN | Yes | 202100043053 | Intec | 100 | 6 | AWG | 0.5 | 6 | AWG | Single Phase | 124.661 | 11.2931 | tamayo |  | 11.29308,124.66102
2026-01-26 | 14:49 | 46-a-b-B | F6 | A1 | 2 | 2 | Vertical | CN | 46-a-b-B | J6 | 36557 | Under Built(UB) | Duplex | 46-a-b-B | 25 | Common | 46-a-b-B | AN | Yes | 202400047712 | Intec | 100 | 6 | AWG | 0.5 | 6 | AWG | Single Phase | 124.661 | 11.2931 | tamayo |  | 11.29312,124.661
2026-01-26 | 14:52 | 46-a-b-B-a | F6 | A1 | 2 | 2 | Vertical | CN | 46-a-b-B-a | [8 empty] | AN |  |  |  |  | 6 | AWG | 0.5 | 6 | AWG | Single Phase | 124.661 | 11.2931 | tamayo |  | 11.29312,124.661
2026-01-26 | 14:53 | 46-a-b-B-a | F6 | A1 | 2 | 2 | Vertical | CN | 46-a-b-B-a | J6 | 36557 | Open Secondary(OS) | Duplex | 46-a-b-B-a |  |  |  | AN |  |  |  |  | 6 | AWG | 0.5 | 6 | AWG | Single Phase | 124.661 | 11.2931 | tamayo |  | 11.29312,124.661
2026-01-26 | 14:53 | 46-a-b-B-a | F6 | A1 | 2 | 2 | Vertical | CN | 46-a-b-B-a | J6 | 36557 | Open Secondary(OS) | Duplex | 46-a-b-B-a |  |  |  | AN |  |  |  |  | 6 | AWG | 0.5 | 6 | AWG | Single Phase | 124.661 | 11.2931 | tamayo |  | 11.29312,124.661
2026-01-26 | 14:53 | 46-a-b-B-a | F6 | A1 | 2 | 2 | Vertical | CN | 46-a-b-B-a | J6 | 36557 | Open Secondary(OS) | Duplex | 46-a-b-B-a |  |  |  | AN |  | 485645 | Intec | 60 | 6 | AWG | 0.5 | 6 | AWG | Single Phase | 124.661 | 11.2931 | tamayo |  | 11.29312,124.661
2026-01-26 | 14:54 | 46-a-b-B-a | F6 | A1 | 2 | 2 | Vertical | CN | 46-a-b-B-a | J6 | 36557 | Open Secondary(OS) | Duplex | 46-a-b-B-a |  |  |  | AN |  | 485724 | Intec | 60 | 6 | AWG | 0.5 | 6 | AWG | Single Phase | 124.661 | 11.2931 | tamayo |  | 11.29312,124.661
2026-01-26 | 14:54 | 46-a-b-B-a | F6 | A1 | 2 | 2 | Vertical | CN | 46-a-b-B-a | J6 | 36557 | Open Secondary(OS) | Duplex | 46-a-b-B-a |  |  |  | AN |  | 485649 | Intec | 60 | 6 | AWG | 0.5 | 6 | AWG | Single Phase | 124.661 | 11.2931 | tamayo |  | 11.29312,124.661
2026-01-26 | 14:54 | 46-a-b-B-a | F6 | A1 | 2 | 2 | Vertical | CN | 46-a-b-B-a | J6 | 36557 | Open Secondary(OS) | Duplex | 46-a-b-B-a |  |  |  | AN |  | A390930258 | Landis | 100 | 6 | AWG | 0.5 | 6 | AWG | Single Phase | 124.661 | 11.2931 | tamayo |  | 11.29312,124.661
2026-01-26 | 14:56 | 46-a-b-B-a-A | F6 | A1 | 2 | 2 | Vertical | CN | 46-a-b-B-a-A | [8 empty] | AN |  |  |  |  | 6 | AWG | 0.5 | 6 | AWG | Single Phase | 124.661 | 11.2931 | tamayo |  | 11.29312,124.661
2026-01-26 | 14:57 | 46-a-b-B-a-A | F6 | A1 | 2 | 2 | Vertical | CN | 46-a-b-B-a-A | J6 | 36557 | Open Secondary(OS) | Duplex | 46-a-b-B-a-A |  |  |  | AN |  |  |  |  | 6 | AWG | 0.5 | 6 | AWG | Single Phase | 124.661 | 11.2931 | tamayo |  | 11.29312,124.661
2026-01-26 | 14:58 | 46-a-b-B-a-A | F6 | A1 | 2 | 2 | Vertical | CN | 46-a-b-B-a-A | J6 | 36557 | Open Secondary(OS) | Duplex | 46-a-b-B-a-A |  |  |  | AN |  |  |  |  | 6 | AWG | 0.5 | 6 | AWG | Single Phase | 124.661 | 11.2931 | tamayo |  | 11.29312,124.661
2026-01-26 | 14:58 | 46-a-b-B-a-A | F6 | A1 | 2 | 2 | Vertical | CN | 46-a-b-B-a-A | J6 | 36557 | Open Secondary(OS) | Duplex | 46-a-b-B-a-A |  |  |  | AN |  | 485648 | Intec | 100 | 6 | AWG | 0.5 | 6 | AWG | Single Phase | 124.661 | 11.2931 | tamayo |  | 11.29312,124.661
2026-01-26 | 14:59 | 46-a-b-B-a-A | F6 | A1 | 2 | 2 | Vertical | CN | 46-a-b-B-a-A | J6 | 36557 | Open Secondary(OS) | Duplex | 46-a-b-B-a-A |  |  |  | AN |  | 485647 | Intec | 60 | 6 | AWG | 0.5 | 6 | AWG | Single Phase | 124.661 | 11.2931 | tamayo |  | 11.29312,124.661
2026-01-26 | 14:59 | 46-a-b-B-a-A | F6 | A1 | 2 | 2 | Vertical | CN | 46-a-b-B-a-A | J6 | 36557 | Open Secondary(OS) | Duplex | 46-a-b-B-a-A |  |  |  | AN |  | 202400047720 | Intec | 60 | 6 | AWG | 0.5 | 6 | AWG | Single Phase | 124.6595 | 11.2927 | tamayo |  | 11.29274,124.65951
2026-01-26 | 14:59 | 46-a-b-B-a-A | F6 | A1 | 2 | 2 | Vertical | CN | 46-a-b-B-a-A | J6 | 36557 | Open Secondary(OS) | Duplex | 46-a-b-B-a-A |  |  |  | AN |  | 485634 | Intec | 60 | 6 | AWG | 0.5 | 6 | AWG | Single Phase | 124.6595 | 11.2927 | tamayo |  | 11.29274,124.65951
2026-01-26 | 15:00 | 46-a-b-B-a-A | F6 | A1 | 2 | 2 | Vertical | CN | 46-a-b-B-a-A | J6 | 36557 | Open Secondary(OS) | Duplex | 46-a-b-B-a-A |  |  |  | AN |  | 485712 | Intec | 60 | 6 | AWG | 0.5 | 6 | AWG | Single Phase | 124.6595 | 11.2927 | tamayo |  | 11.29274,124.65951
2026-01-26 | 15:07 | 46-a-c | F6 | A2 | 2 | 2 | Vertical | CN | 46-a-c | [8 empty] | AN |  |  |  |  | 6 | AWG | 0.5 | 6 | AWG | Single Phase | 124.6626 | 11.293 | tamayo |  | 11.29301,124.66258
2026-01-26 | 15:08 | 46-a-c | F6 | A2 | 2 | 2 | Vertical | CN | 46-a-c | J5 | 36557 | Under Built(UB) | Bare | 46-a-c |  |  |  | AN |  |  |  |  | 6 | AWG | 0.5 | 6 | AWG | Single Phase | 124.6624 | 11.2935 | tamayo |  | 11.29349,124.66237
2026-01-26 | 15:09 | 46-a-c | F6 | A2 | 2 | 2 | Vertical | CN | 46-a-c | J5 | 36557 | Under Built(UB) | Bare | 46-a-c |  |  |  | AN |  | A291457113 | Landis | 60 | 6 | AWG | 0.5 | 6 | AWG | Single Phase | 124.6624 | 11.2935 | tamayo |  | 11.29349,124.66237
2026-01-26 | 15:10 | 46-a-c | F6 | A2 | 2 | 2 | Vertical | CN | 46-a-c | J5 | 36557 | Under Built(UB) | Bare | 46-a-c |  |  |  | AN |  | A151247940 | Landis | 60 | 6 | AWG | 0.5 | 6 | AWG | Single Phase | 124.6616 | 11.2926 | tamayo |  | 11.29261,124.66162
2026-01-26 | 15:10 | 46-a-c | F6 | A2 | 2 | 2 | Vertical | CN | 46-a-c | J5 | 36557 | Under Built(UB) | Bare | 46-a-c |  |  |  | AN |  | A261451944 | Landis | 60 | 6 | AWG | 0.5 | 6 | AWG | Single Phase | 124.6616 | 11.2926 | tamayo |  | 11.29261,124.66162
2026-01-26 | 15:10 | 46-a-c | F6 | A2 | 2 | 2 | Vertical | CN | 46-a-c | J5 | 36557 | Under Built(UB) | Bare | 46-a-c |  |  |  | AN |  | A151535607 | Landis | 60 | 6 | AWG | 0.5 | 6 | AWG | Single Phase | 124.6616 | 11.2926 | tamayo |  | 11.29261,124.66162
2026-01-26 | 15:10 | 46-a-c | F6 | A2 | 2 | 2 | Vertical | CN | 46-a-c | J5 | 36557 | Under Built(UB) | Bare | 46-a-c |  |  |  | AN |  | A151535225 | Landis | 60 | 6 | AWG | 0.5 | 6 | AWG | Single Phase | 124.6616 | 11.2926 | tamayo |  | 11.29261,124.66162
2026-01-26 | 15:10 | 46-a-c | F6 | A2 | 2 | 2 | Vertical | CN | 46-a-c | J5 | 36557 | Under Built(UB) | Bare | 46-a-c |  |  |  | AN |  | A151535608 | Landis | 100 | 6 | AWG | 0.5 | 6 | AWG | Single Phase | 124.6616 | 11.2926 | tamayo |  | 11.29261,124.66162
2026-01-26 | 15:11 | 46-a-c | F6 | A2 | 2 | 2 | Vertical | CN | 46-a-c | J5 | 36557 | Under Built(UB) | Bare | 46-a-c |  |  |  | AN |  | A071014579 | Landis | 60 | 6 | AWG | 0.5 | 6 | AWG | Single Phase | 124.6616 | 11.2926 | tamayo |  | 11.29261,124.66162
2026-01-27 | 8:52 | 47-a-d | F6 | A1 | 2 | 2 | Vertical | CN | 47-a-d | [13 empty] | 6 | AWG | 0.5 | 6 | AWG | Single Phase | 124.6618 | 11.2925 | tamayo |  | 11.29246,124.66183
2026-01-27 | 8:54 | 47-a-d | F6 | A5 | 2 | 2 | Vertical | CN | 47-a-d | J6 | 36557 | Under Built(UB) |  | 47-a-d | [8 empty] | 6 | AWG | 0.5 | 6 | AWG | Single Phase | 124.6618 | 11.2923 | tamayo |  | 11.29229,124.66182
2026-01-27 | 8:54 | 47-a-d | F6 | A5 | 2 | 2 | Vertical | CN | 47-a-d | J6 | 36557 | Under Built(UB) | Bare | 47-a-d | [8 empty] | 6 | AWG | 0.5 | 6 | AWG | Single Phase | 124.6618 | 11.2923 | tamayo |  | 11.29229,124.66182
2026-01-27 | 8:55 | 47-a-d | F6 | A5 | 2 | 2 | Vertical | CN | 47-a-d | J6 | 36557 | Under Built(UB) | Bare | 47-a-d | [5 empty] | 20027999 | Electra | 30 | 6 | AWG | 0.5 | 6 | AWG | Single Phase | 124.6618 | 11.2923 | tamayo |  | 11.29229,124.66182
2026-01-27 | 8:55 | 47-a-d | F6 | A5 | 2 | 2 | Vertical | CN | 47-a-d | J6 | 36557 | Under Built(UB) | Bare | 47-a-d | [5 empty] | 202400086954 | Intec | 60 | 6 | AWG | 0.5 | 6 | AWG | Single Phase | 124.6618 | 11.2923 | tamayo |  | 11.29229,124.66182
2026-01-27 | 8:56 | 47-a-d | F6 | A5 | 2 | 2 | Vertical | CN | 47-a-d | J6 | 36557 | Under Built(UB) | Bare | 47-a-d | [5 empty] | 202100043051 | Intec | 30 | 6 | AWG | 0.5 | 6 | AWG | Single Phase | 124.6621 | 11.2923 | tamayo |  | 11.29232,124.66206
2026-01-27 | 8:56 | 47-a-d | F6 | A5 | 2 | 2 | Vertical | CN | 47-a-d | J6 | 36557 | Under Built(UB) | Bare | 47-a-d | [5 empty] | A221480459 | Landis | 60 | 6 | AWG | 0.5 | 6 | AWG | Single Phase | 124.6621 | 11.2923 | tamayo |  | 11.29232,124.66206
2026-01-27 | 8:57 | 47-a-d | F6 | A5 | 2 | 2 | Vertical | CN | 47-a-d | J6 | 36557 | Under Built(UB) | Bare | 47-a-d | [5 empty] | 202100043050 | Intec | 60 | 6 | AWG | 0.5 | 6 | AWG | Single Phase | 124.6621 | 11.2923 | tamayo |  | 11.29232,124.66206
2026-01-27 | 8:57 | 47-a-d | F6 | A5 | 2 | 2 | Vertical | CN | 47-a-d | J6 | 36557 | Under Built(UB) | Bare | 47-a-d | [5 empty] | 90221953 | Techen | 60 | 6 | AWG | 0.5 | 6 | AWG | Single Phase | 124.6621 | 11.2923 | tamayo |  | 11.29232,124.66206
2026-01-27 | 8:57 | 47-a-d | F6 | A5 | 2 | 2 | Vertical | CN | 47-a-d | J6 | 36557 | Under Built(UB) | Bare | 47-a-d | [5 empty] | A221480462 | Landis | 60 | 6 | AWG | 0.5 | 6 | AWG | Single Phase | 124.6621 | 11.2923 | tamayo |  | 11.29232,124.66206
2026-01-27 | 8:58 | 47-a-d | F6 | A5 | 2 | 2 | Vertical | CN | 47-a-d | J6 | 36557 | Under Built(UB) | Bare | 47-a-d | [5 empty] | A161464030 | Landis | 60 | 6 | AWG | 0.5 | 6 | AWG | Single Phase | 124.6621 | 11.2923 | tamayo |  | 11.29232,124.66206
2026-01-27 | 8:58 | 47-a-d | F6 | A5 | 2 | 2 | Vertical | CN | 47-a-d | J6 | 36557 | Under Built(UB) | Bare | 47-a-d | [5 empty] | A251259638 | Landis | 30 | 6 | AWG | 0.5 | 6 | AWG | Single Phase | 124.6621 | 11.2923 | tamayo |  | 11.29232,124.66206
2026-01-27 | 9:02 | 47-a-e | F6 | A5 | 2 | 2 | Vertical | CN | 47-a-e | [13 empty] | 6 | AWG | 0.5 | 6 | AWG | Single Phase | 124.6621 | 11.2923 | tamayo |  | 11.29232,124.66206
2026-01-27 | 9:03 | 47-a-e | F6 | A5 | 2 | 2 | Vertical | CN | 47-a-e6 | [10 empty] | 202100043049 | Intec | 30 | 6 | AWG | 0.5 | 6 | AWG | Single Phase | 124.6626 | 11.2919 | tamayo |  | 11.29186,124.66264
2026-01-27 | 9:04 | 47-a-e | F6 | A5 | 2 | 2 | Vertical | CN | 47-a-e6 | [10 empty] | A081437214 | Landis | 30 | 6 | AWG | 0.5 | 6 | AWG | Single Phase | 124.6626 | 11.2919 | tamayo |  | 11.29186,124.66264
2026-01-27 | 9:04 | 47-a-e | F6 | A5 | 2 | 2 | Vertical | CN | 47-a-e6 | [10 empty] | 202400047707 | Intec | 60 | 6 | AWG | 0.5 | 6 | AWG | Single Phase | 124.6626 | 11.2919 | tamayo |  | 11.29186,124.66264
2026-01-27 | 9:04 | 47-a-e | F6 | A5 | 2 | 2 | Vertical | CN | 47-a-e6 | [10 empty] | A221479178 | Landis | 60 | 6 | AWG | 0.5 | 6 | AWG | Single Phase | 124.6626 | 11.2919 | tamayo |  | 11.29186,124.66264
2026-01-27 | 9:05 | 47-a-e | F6 | A5 | 2 | 2 | Vertical | CN | 47-a-e6 | [10 empty] | 202100150260 | Intec | 60 | 6 | AWG | 0.5 | 6 | AWG | Single Phase | 124.6624 | 11.2917 | tamayo |  | 11.29173,124.66239
2026-01-27 | 9:05 | 47-a-e | F6 | A5 | 2 | 2 | Vertical | CN | 47-a-e6 | [10 empty] | 202100043048 | Intec | 30 | 6 | AWG | 0.5 | 6 | AWG | Single Phase | 124.6624 | 11.2917 | tamayo |  | 11.29173,124.66239
2026-01-27 | 9:05 | 47-a-e | F6 | A5 | 2 | 2 | Vertical | CN | 47-a-e6 | [10 empty] | A401217035 | Landis | 60 | 6 | AWG | 0.5 | 6 | AWG | Single Phase | 124.6624 | 11.2917 | tamayo |  | 11.29173,124.66239
2026-01-27 | 9:05 | 47-a-e | F6 | A5 | 2 | 2 | Vertical | CN | 47-a-e6 | [10 empty] | A221480454 | Landis | 60 | 6 | AWG | 0.5 | 6 | AWG | Single Phase | 124.6624 | 11.2917 | tamayo |  | 11.29173,124.66239
2026-01-27 | 9:06 | 47-a-e | F6 | A5 | 2 | 2 | Vertical | CN | 47-a-e6 | [10 empty] | 201700020552 | Intec | 60 | 6 | AWG | 0.5 | 6 | AWG | Single Phase | 124.6624 | 11.2917 | tamayo |  | 11.29173,124.66239
2026-01-27 | 9:06 | 47-a-e | F6 | A5 | 2 | 2 | Vertical | CN | 47-a-e6 | [10 empty] | A101212025 | Landis | 30 | 6 | AWG | 0.5 | 6 | AWG | Single Phase | 124.6623 | 11.2919 | tamayo |  | 11.29192,124.66234
2026-01-27 | 9:06 | 47-a-e | F6 | A5 | 2 | 2 | Vertical | CN | 47-a-e6 | [10 empty] | 201900065331 | Intec | 60 | 6 | AWG | 0.5 | 6 | AWG | Single Phase | 124.6623 | 11.2919 | tamayo |  | 11.29192,124.66234
2026-01-27 | 9:07 | 47-a-e | F6 | A5 | 2 | 2 | Vertical | CN | 47-a-e6 | [10 empty] | SCL35341 | Landis | 60 | 6 | AWG | 0.5 | 6 | AWG | Single Phase | 124.6623 | 11.2919 | tamayo |  | 11.29192,124.66234
2026-01-27 | 9:16 | 47-a-e-A | F6 | A1 | 2 | 2 | Vertical | CN | 47-a-e-A | [13 empty] | 6 | AWG | 0.5 | 6 | AWG | Single Phase | 124.6617 | 11.2915 | tamayo |  | 11.29149,124.66171
2026-01-27 | 9:18 | 47-a-e-A | F6 | A1 | 2 | 2 | Vertical | CN | 47-a-e-A | J5 | 36557 | Open Secondary(OS) | Bare | 47-a-e-A | [8 empty] | 6 | AWG | 0.5 | 6 | AWG | Single Phase | 124.6613 | 11.2917 | tamayo |  | 11.29166,124.66132
2026-01-27 | 9:22 | 47-a-e-B | F6 | A5 | 2 | 2 | Vertical | CN | 47-a-e-B | J5 | 36557 | Open Secondary(OS) | Bare | 47-a-e-A | [8 empty] | 6 | AWG | 0.5 | 6 | AWG | Single Phase | 124.6613 | 11.2917 | tamayo |  | 11.29166,124.66132
2026-01-27 | 9:24 | 47-a-e-B | F6 | A5 | 2 | 2 | Vertical | CN | 47-a-e-B | J6 | 36557 | Under Built(UB) | Bare | 47-a-e-B | [8 empty] | 6 | AWG | 0.5 | 6 | AWG | Single Phase | 124.6613 | 11.2917 | tamayo |  | 11.29166,124.66132
2026-01-27 | 9:24 | 47-a-e-B | F6 | A5 | 2 | 2 | Vertical | CN | 47-a-e-B | J6 | 36557 | Under Built(UB) | Bare | 47-a-e-B | [5 empty] | A091197316 | Landis | 30 | 6 | AWG | 0.5 | 6 | AWG | Single Phase | 124.6613 | 11.2917 | tamayo |  | 11.29166,124.66132
2026-01-27 | 9:24 | 47-a-e-B | F6 | A5 | 2 | 2 | Vertical | CN | 47-a-e-B | J6 | 36557 | Under Built(UB) | Bare | 47-a-e-B | [5 empty] | A151536802 | Landis | 30 | 6 | AWG | 0.5 | 6 | AWG | Single Phase | 124.6613 | 11.2917 | tamayo |  | 11.29166,124.66132
2026-01-27 | 9:25 | 47-a-e-B | F6 | A5 | 2 | 2 | Vertical | CN | 47-a-e-B | J6 | 36557 | Under Built(UB) | Bare | 47-a-e-B | [5 empty] | 202100043055 | Intec | 60 | 6 | AWG | 0.5 | 6 | AWG | Single Phase | 124.6613 | 11.2917 | tamayo |  | 11.29166,124.66132
2026-01-27 | 9:25 | 47-a-e-B | F6 | A5 | 2 | 2 | Vertical | CN | 47-a-e-B | J6 | 36557 | Under Built(UB) | Bare | 47-a-e-B | [5 empty] | 201700024115 | Intec | 60 | 6 | AWG | 0.5 | 6 | AWG | Single Phase | 124.6613 | 11.2917 | tamayo |  | 11.29166,124.66132
2026-01-27 | 9:27 | 47-a-e-C | F6 | A1 | 2 | 2 | Vertical | CN | 47-a-e-C | [13 empty] | 6 | AWG | 0.5 | 6 | AWG | Single Phase | 124.6613 | 11.2917 | tamayo |  | 11.29166,124.66132
2026-01-27 | 9:28 | 47-a-e-C | F6 | A1 | 2 | 2 | Vertical | CN | 47-a-e-C | J5 | 36557 | Open Secondary(OS) | Duplex | 47-a-e-C | [8 empty] | 6 | AWG | 0.5 | 6 | AWG | Single Phase | 124.6613 | 11.2917 | tamayo |  | 11.29166,124.66132
2026-01-27 | 9:29 | 47-a-e-C | F6 | A1 | 2 | 2 | Vertical | CN | 47-a-e-C | J5 | 36557 | Open Secondary(OS) | Duplex | 47-a-e-C | [6 empty] | Intec |  | 6 | AWG | 0.5 | 6 | AWG | Single Phase | 124.6613 | 11.2917 | tamayo |  | 11.29166,124.66132
2026-01-27 | 9:30 | 47-a-e-C | F6 | A1 | 2 | 2 | Vertical | CN | 47-a-e-C | J5 | 36557 | Open Secondary(OS) | Duplex | 47-a-e-C | [5 empty] | 202200098670 | Intec | 30 | 6 | AWG | 0.5 | 6 | AWG | Single Phase | 124.6613 | 11.2917 | tamayo |  | 11.29166,124.66132
2026-01-27 | 9:30 | 47-a-e-C | F6 | A1 | 2 | 2 | Vertical | CN | 47-a-e-C | J5 | 36557 | Open Secondary(OS) | Duplex | 47-a-e-C | [5 empty] | 20234217 | Techen | 60 | 6 | AWG | 0.5 | 6 | AWG | Single Phase | 124.6613 | 11.2917 | tamayo |  | 11.29166,124.66132
2026-01-27 | 9:31 | 47-a-e-C | F6 | A1 | 2 | 2 | Vertical | CN | 47-a-e-C | J5 | 36557 | Open Secondary(OS) | Duplex | 47-a-e-C | [5 empty] | 201900276320 | Intec | 60 | 6 | AWG | 0.5 | 6 | AWG | Single Phase | 124.6613 | 11.2917 | tamayo |  | 11.29166,124.66132
2026-01-27 | 9:32 | 47-a-e-D | F6 | A5 | 2 | 2 | Vertical | CN | 47-a-e-D | [13 empty] | 6 | AWG | 0.5 | 6 | AWG | Single Phase | 124.6619 | 11.2906 | tamayo |  | 11.29058,124.66191
2026-01-27 | 9:33 | 47-a-e-D | F6 | A5 | 2 | 2 | Vertical | CN | 47-a-e-D | J5 | 36557 | Open Secondary(OS) | Duplex | 47-a-e-D | [8 empty] | 6 | AWG | 0.5 | 6 | AWG | Single Phase | 124.6619 | 11.2906 | tamayo |  | 11.29058,124.66191
2026-01-27 | 9:34 | 47-a-e-D | F6 | A5 | 2 | 2 | Vertical | CN | 47-a-e-D | J5 | 36557 | Open Secondary(OS) | Duplex | 47-a-e-D | [5 empty] | A101202855 | Landis | 30 | 6 | AWG | 0.5 | 6 | AWG | Single Phase | 124.6619 | 11.2906 | tamayo |  | 11.29058,124.66191
2026-01-27 | 9:34 | 47-a-e-D | F6 | A5 | 2 | 2 | Vertical | CN | 47-a-e-D | J5 | 36557 | Open Secondary(OS) | Duplex | 47-a-e-D | [5 empty] | A221473956 | Landis | 30 | 6 | AWG | 0.5 | 6 | AWG | Single Phase | 124.6619 | 11.2906 | tamayo |  | 11.29058,124.66191
2026-01-27 | 9:34 | 47-a-e-D | F6 | A5 | 2 | 2 | Vertical | CN | 47-a-e-D | J5 | 36557 | Open Secondary(OS) | Duplex | 47-a-e-D | [5 empty] | 90222217 | Techen | 30 | 6 | AWG | 0.5 | 6 | AWG | Single Phase | 124.6619 | 11.2906 | tamayo |  | 11.29058,124.66191
2026-01-27 | 9:35 | 47-a-e-D | F6 | A5 | 2 | 2 | Vertical | CN | 47-a-e-D | J5 | 36557 | Open Secondary(OS) | Duplex | 47-a-e-D | [5 empty] | 202200098666 | Intec | 30 | 6 | AWG | 0.5 | 6 | AWG | Single Phase | 124.6619 | 11.2906 | tamayo |  | 11.29058,124.66191
2026-01-27 | 9:35 | 47-a-e-D | F6 | A5 | 2 | 2 | Vertical | CN | 47-a-e-D | J5 | 36557 | Open Secondary(OS) | Duplex | 47-a-e-D | [5 empty] | 202100150075 | Intec | 30 | 6 | AWG | 0.5 | 6 | AWG | Single Phase | 124.6619 | 11.2906 | tamayo |  | 11.29058,124.66191
2026-01-27 | 9:37 | 47-a-e-E | F6 | A1 | 2 | 2 | Vertical | CN | 47-a-e-E | J5 | 36557 | Open Secondary(OS) | Duplex | 47-a-e-D | [8 empty] | 6 | AWG | 0.5 | 6 | AWG | Single Phase | 124.6619 | 11.2906 | tamayo |  | 11.29058,124.66191
2026-01-27 | 9:38 | 47-a-e-E | F6 | A1 | 2 | 2 | Vertical | CN | 47-a-e-E | J5 | 36557 | Open Secondary(OS) | Duplex | 47-a-e-E | [8 empty] | 6 | AWG | 0.5 | 6 | AWG | Single Phase | 124.6619 | 11.2906 | tamayo |  | 11.29058,124.66191
2026-01-27 | 9:38 | 47-a-e-E | F6 | A1 | 2 | 2 | Vertical | CN | 47-a-e-E | J5 | 36557 | Open Secondary(OS) | Duplex | 47-a-e-E | [5 empty] | 359856 |  | 60 | 6 | AWG | 0.5 | 6 | AWG | Single Phase | 124.6619 | 11.2906 | tamayo |  | 11.29058,124.66191
2026-01-27 | 9:38 | 47-a-e-E | F6 | A1 | 2 | 2 | Vertical | CN | 47-a-e-E | J5 | 36557 | Open Secondary(OS) | Duplex | 47-a-e-E | [5 empty] | 361704 |  | 60 | 6 | AWG | 0.5 | 6 | AWG | Single Phase | 124.6619 | 11.2906 | tamayo |  | 11.29058,124.66191
2026-01-27 | 9:39 | 47-a-e-E | F6 | A1 | 2 | 2 | Vertical | CN | 47-a-e-E | J5 | 36557 | Open Secondary(OS) | Duplex | 47-a-e-E | [5 empty] | 359857 |  | 60 | 6 | AWG | 0.5 | 6 | AWG | Single Phase | 124.6619 | 11.2906 | tamayo |  | 11.29058,124.66191
2026-01-27 | 9:41 | 47-a-e-F | F6 | A1 | 2 | 2 | Vertical | CN | 47-a-e-F | [18 empty] | Single Phase | 124.6612 | 11.2888 | tamayo |  | 11.28882,124.66121
2026-01-27 | 9:42 | 47-a-e-F | F6 | A1 | 2 | 2 | Vertical | CN | 47-a-e-F | J5 | 36557 | Open Secondary(OS) | Duplex | 47-a-e-F | [13 empty] | Single Phase | 124.661 | 11.2886 | tamayo |  | 11.28863,124.66104
2026-01-27 | 9:42 | 47-a-e-F | F6 | A1 | 2 | 2 | Vertical | CN | 47-a-e-F | J5 | 36557 | Open Secondary(OS) | Duplex | 47-a-e-F | [5 empty] | A351389790 | Landis | 60 | [5 empty] | Single Phase | 124.661 | 11.2886 | tamayo |  | 11.28863,124.66104
2026-01-27 | 9:43 | 47-a-e-F | F6 | A1 | 2 | 2 | Vertical | CN | 47-a-e-F | J5 | 36557 | Open Secondary(OS) | Duplex | 47-a-e-F | [5 empty] | 202501001328 | Techen | 60 | [5 empty] | Single Phase | 124.6611 | 11.2885 | tamayo |  | 11.28849,124.66108
2026-01-27 | 9:43 | 47-a-e-F | F6 | A1 | 2 | 2 | Vertical | CN | 47-a-e-F | J5 | 36557 | Open Secondary(OS) | Duplex | 47-a-e-F | [5 empty] | 202501001327 | Techen | 60 | [5 empty] | Single Phase | 124.6611 | 11.2885 | tamayo |  | 11.28849,124.66108
2026-01-27 | 9:44 | 47-a-e-F | F6 | A1 | 2 | 2 | Vertical | CN | 47-a-e-F | J5 | 36557 | Open Secondary(OS) | Duplex | 47-a-e-F | [5 empty] | 202501001329 | Techen | 60 | [5 empty] | Single Phase | 124.6611 | 11.2885 | tamayo |  | 11.28849,124.66108
2026-01-27 | 9:44 | 47-a-e-F | F6 | A1 | 2 | 2 | Vertical | CN | 47-a-e-F | J5 | 36557 | Open Secondary(OS) | Duplex | 47-a-e-F | [5 empty] | 202501001326 | Techen | 30 | [5 empty] | Single Phase | 124.6608 | 11.2887 | tamayo |  | 11.28867,124.66079
2026-01-27 | 9:44 | 47-a-e-F | F6 | A1 | 2 | 2 | Vertical | CN | 47-a-e-F | J5 | 36557 | Open Secondary(OS) | Duplex | 47-a-e-F | [5 empty] | SCL35076 | Landis | 60 | [5 empty] | Single Phase | 124.6608 | 11.2887 | tamayo |  | 11.28867,124.66079
2026-01-27 | 9:44 | 47-a-e-F | F6 | A1 | 2 | 2 | Vertical | CN | 47-a-e-F | J5 | 36557 | Open Secondary(OS) | Duplex | 47-a-e-F | [5 empty] | 201700024114 | Intec | 60 | [5 empty] | Single Phase | 124.6608 | 11.2887 | tamayo |  | 11.28867,124.66079
2026-01-27 | 9:45 | 47-a-e-F | F6 | A1 | 2 | 2 | Vertical | CN | 47-a-e-F | J5 | 36557 | Open Secondary(OS) | Duplex | 47-a-e-F | [5 empty] | A261452571 | Landis | 60 | [5 empty] | Single Phase | 124.6608 | 11.2887 | tamayo |  | 11.28867,124.66079
2026-01-27 | 9:45 | 47-a-e-F | F6 | A1 | 2 | 2 | Vertical | CN | 47-a-e-F | J5 | 36557 | Open Secondary(OS) | Duplex | 47-a-e-F | [5 empty] | A161463476 | Landis | 60 | [5 empty] | Single Phase | 124.6611 | 11.2887 | tamayo |  | 11.28865,124.66106
2026-01-27 | 9:45 | 47-a-e-F | F6 | A1 | 2 | 2 | Vertical | CN | 47-a-e-F | J5 | 36557 | Open Secondary(OS) | Duplex | 47-a-e-F | [5 empty] | 201700024123 | Intec | 60 | [5 empty] | Single Phase | 124.6611 | 11.2887 | tamayo |  | 11.28865,124.66106
2026-01-27 | 9:46 | 47-a-e-F | F6 | A1 | 2 | 2 | Vertical | CN | 47-a-e-F | J5 | 36557 | Open Secondary(OS) | Duplex | 47-a-e-F | [5 empty] | 202200098668 | Intec | 30 | [5 empty] | Single Phase | 124.6611 | 11.2887 | tamayo |  | 11.28865,124.66106
2026-01-27 | 9:46 | 47-a-e-F | F6 | A1 | 2 | 2 | Vertical | CN | 47-a-e-F | J5 | 36557 | Open Secondary(OS) | Duplex | 47-a-e-F | [5 empty] | 90351160 | Techen | 60 | [5 empty] | Single Phase | 124.661 | 11.2886 | tamayo |  | 11.28864,124.661
2026-01-27 | 9:46 | 47-a-e-F | F6 | A1 | 2 | 2 | Vertical | CN | 47-a-e-F | J5 | 36557 | Open Secondary(OS) | Duplex | 47-a-e-F | [5 empty] | 202501001340 | Techen | 60 | [5 empty] | Single Phase | 124.661 | 11.2886 | tamayo |  | 11.28864,124.661
2026-01-27 | 9:47 | 47-a-e-F | F6 | A1 | 2 | 2 | Vertical | CN | 47-a-e-F | J5 | 36557 | Open Secondary(OS) | Duplex | 47-a-e-F | [5 empty] | 202200100248 | Intec | 60 | [5 empty] | Single Phase | 124.661 | 11.2886 | tamayo |  | 11.28864,124.661
2026-01-27 | 9:47 | 47-a-e-F | F6 | A1 | 2 | 2 | Vertical | CN | 47-a-e-F | J5 | 36557 | Open Secondary(OS) | Duplex | 47-a-e-F | [5 empty] | 201900037676 | Intec | 30 | [5 empty] | Single Phase | 124.661 | 11.2886 | tamayo |  | 11.28864,124.661
2026-01-27 | 9:47 | 47-a-e-F | F6 | A1 | 2 | 2 | Vertical | CN | 47-a-e-F | J5 | 36557 | Open Secondary(OS) | Duplex | 47-a-e-F | [5 empty] | 202100041713 | Intec | 60 | [5 empty] | Single Phase | 124.661 | 11.2886 | tamayo |  | 11.28864,124.661
2026-01-27 | 9:48 | 47-a-e-F | F6 | A1 | 2 | 2 | Vertical | CN | 47-a-e-F | J5 | 36557 | Open Secondary(OS) | Duplex | 47-a-e-F | [5 empty] | 20210041713 | Intec | 60 | 6 | AWG | 0.5 | 6 | AWG | Single Phase | 124.6609 | 11.2888 | tamayo |  | 11.28875,124.66094
2026-01-27 | 9:50 | 47-a-e-G | F6 | A2 | 2 | 2 | Vertical | CN | 47-a-e-G | J5 | 36557 | Open Secondary(OS) | Duplex | 47-a-e-G | [8 empty] | 6 | AWG | 0.5 | 6 | AWG | Single Phase | 124.6609 | 11.2887 | tamayo |  | 11.28874,124.66093
2026-01-27 | 9:50 | 47-a-e-G | F6 | A2 | 2 | 2 | Vertical | CN | 47-a-e-G | J5 | 36557 | Open Secondary(OS) | Duplex | 47-a-e-G | [8 empty] | 6 | AWG | 0.5 | 6 | AWG | Single Phase | 124.6609 | 11.2887 | tamayo |  | 11.28874,124.66093
2026-01-27 | 9:51 | 47-a-e-G | F6 | A2 | 2 | 2 | Vertical | CN | 47-a-e-G | J5 | 36557 | Open Secondary(OS) | Duplex | 47-a-e-G | [5 empty] | 201900060002 | Intec | 30 | 6 | AWG | 0.5 | 6 | AWG | Single Phase | 124.6609 | 11.2887 | tamayo |  | 11.28874,124.66093
2026-01-27 | 9:52 | 47-a-e-H | F6 | A2 | 2 | 2 | Vertical | CN | 47-a-e-H | J5 | 36557 | Open Secondary(OS) | Duplex | 47-a-e-G | [8 empty] | 6 | AWG | 0.5 | 6 | AWG | Single Phase | 124.6609 | 11.2887 | tamayo |  | 11.28865,124.66095
2026-01-27 | 9:53 | 47-a-e-H | F6 | A2 | 2 | 2 | Vertical | CN | 47-a-e-H | J5 | 36557 | Open Secondary(OS) | Duplex | 47-a-e-H | [8 empty] | 6 | AWG | 0.5 | 6 | AWG | Single Phase | 124.6609 | 11.2887 | tamayo |  | 11.28865,124.66095
2026-01-27 | 9:53 | 47-a-e-H | F6 | A2 | 2 | 2 | Vertical | CN | 47-a-e-H | J5 | 36557 | Open Secondary(OS) | Duplex | 47-a-e-H | [5 empty] | 201900062673 | Intec | 30 | 6 | AWG | 0.5 | 6 | AWG | Single Phase | 124.6609 | 11.2887 | tamayo |  | 11.28865,124.66095
2026-01-27 | 9:53 | 47-a-e-H | F6 | A2 | 2 | 2 | Vertical | CN | 47-a-e-H | J5 | 36557 | Open Secondary(OS) | Duplex | 47-a-e-H | [5 empty] | 202200098656 | Intec | 60 | 6 | AWG | 0.5 | 6 | AWG | Single Phase | 124.661 | 11.2886 | tamayo |  | 11.28857,124.66098
2026-01-27 | 9:54 | 47-a-e-H | F6 | A2 | 2 | 2 | Vertical | CN | 47-a-e-H | J5 | 36557 | Open Secondary(OS) | Duplex | 47-a-e-H | [5 empty] | 201700023142 | Intec | 60 | 6 | AWG | 0.5 | 6 | AWG | Single Phase | 124.661 | 11.2886 | tamayo |  | 11.28857,124.66098
2026-01-27 | 9:54 | 47-a-e-H | F6 | A2 | 2 | 2 | Vertical | CN | 47-a-e-H | J5 | 36557 | Open Secondary(OS) | Duplex | 47-a-e-H | [5 empty] | 361705 |  | 30 | 6 | AWG | 0.5 | 6 | AWG | Single Phase | 124.661 | 11.2886 | tamayo |  | 11.28857,124.66098
2026-01-27 | 9:54 | 47-a-e-H | F6 | A2 | 2 | 2 | Vertical | CN | 47-a-e-H | J5 | 36557 | Open Secondary(OS) | Duplex | 47-a-e-H | [5 empty] | A151538611 | Landis | 60 | 6 | AWG | 0.5 | 6 | AWG | Single Phase | 124.661 | 11.2886 | tamayo |  | 11.28857,124.66098
2026-01-27 | 9:55 | 47-a-e-H | F6 | A2 | 2 | 2 | Vertical | CN | 47-a-e-H | J5 | 36557 | Open Secondary(OS) | Duplex | 47-a-e-H | [5 empty] | A261452984 | Landis | 100 | 6 | AWG | 0.5 | 6 | AWG | Single Phase | 124.661 | 11.2886 | tamayo |  | 11.28857,124.66098
2026-01-27 | 9:55 | 47-a-e-H | F6 | A2 | 2 | 2 | Vertical | CN | 47-a-e-H | J5 | 36557 | Open Secondary(OS) | Duplex | 47-a-e-H | [5 empty] | 201900069716 | Intec | 60 | 6 | AWG | 0.5 | 6 | AWG | Single Phase | 124.661 | 11.2886 | tamayo |  | 11.28857,124.66098
2026-01-27 | 9:57 | 47-a-e-I | F6 | A2 | 2 | 2 | Vertical | CN | 47-a-e-I | J5 | 36557 | Open Secondary(OS) | Duplex | 47-a-e-H | [8 empty] | 6 | AWG | 0.5 | 6 | AWG | Single Phase | 124.6609 | 11.2884 | tamayo |  | 11.28845,124.66094
2026-01-27 | 9:57 | 47-a-e-I | F6 | A2 | 2 | 2 | Vertical | CN | 47-a-e-I | J5 | 36557 | Open Secondary(OS) | Duplex | 47-a-e-I | [8 empty] | 6 | AWG | 0.5 | 6 | AWG | Single Phase | 124.6609 | 11.2884 | tamayo |  | 11.28845,124.66094
2026-01-27 | 9:58 | 47-a-e-I | F6 | A2 | 2 | 2 | Vertical | CN | 47-a-e-I | J5 | 36557 | Open Secondary(OS) | Duplex | 47-a-e-I | [5 empty] | 202200101777 | Intec | 100 | 6 | AWG | 0.5 | 6 | AWG | Single Phase | 124.6605 | 11.2869 | tamayo |  | 11.28695,124.66054
2026-01-27 | 9:58 | 47-a-e-I | F6 | A2 | 2 | 2 | Vertical | CN | 47-a-e-I | J5 | 36557 | Open Secondary(OS) | Duplex | 47-a-e-I | [5 empty] | 202400047717 | Intec | 100 | 6 | AWG | 0.5 | 6 | AWG | Single Phase | 124.6605 | 11.2869 | tamayo |  | 11.28695,124.66054
2026-01-27 | 9:59 | 47-a-e-I | F6 | A2 | 2 | 2 | Vertical | CN | 47-a-e-I | J5 | 36557 | Open Secondary(OS) | Duplex | 47-a-e-I | [5 empty] | SCL76954 | Landis | 100 | 6 | AWG | 0.5 | 6 | AWG | Single Phase | 124.6605 | 11.2869 | tamayo |  | 11.2869,124.66049
2026-01-27 | 10:01 | 47-a-e-J | F6 | A2 | 2 | 2 | Vertical | CN | 47-a-e-J | J5 | 36557 | Open Secondary(OS) | Duplex | 47-a-e-I | [8 empty] | 6 | AWG | 0.5 | 6 | AWG | Single Phase | 124.6605 | 11.2869 | tamayo |  | 11.2869,124.66049
2026-01-27 | 10:01 | 47-a-e-J | F6 | A2 | 2 | 2 | Vertical | CN | 47-a-e-J | J5 | 36557 | Open Secondary(OS) | Duplex | 47-a-e-J | [8 empty] | 6 | AWG | 0.5 | 6 | AWG | Single Phase | 124.6597 | 11.2859 | tamayo |  | 11.28591,124.6597
2026-01-27 | 10:01 | 47-a-e-J | F6 | A2 | 2 | 2 | Vertical | CN | 47-a-e-J | J5 | 36557 | Open Secondary(OS) | Duplex | 47-a-e-J | [5 empty] | 359843 |  | 30 | 6 | AWG | 0.5 | 6 | AWG | Single Phase | 124.6597 | 11.2859 | tamayo |  | 11.28591,124.6597
2026-01-27 | 10:02 | 47-a-e-J | F6 | A2 | 2 | 2 | Vertical | CN | 47-a-e-J | J5 | 36557 | Open Secondary(OS) | Duplex | 47-a-e-J | [5 empty] | A151537558 | Landis | 60 | 6 | AWG | 0.5 | 6 | AWG | Single Phase | 124.6597 | 11.2859 | tamayo |  | 11.28591,124.6597
2026-01-27 | 10:02 | 47-a-e-J | F6 | A2 | 2 | 2 | Vertical | CN | 47-a-e-J | J5 | 36557 | Open Secondary(OS) | Duplex | 47-a-e-J | [5 empty] | A151538343 | Landis | 60 | 6 | AWG | 0.5 | 6 | AWG | Single Phase | 124.6604 | 11.2863 | tamayo |  | 11.28633,124.6604
2026-01-27 | 10:02 | 47-a-e-J | F6 | A2 | 2 | 2 | Vertical | CN | 47-a-e-J | J5 | 36557 | Open Secondary(OS) | Duplex | 47-a-e-J | [5 empty] | 201900041037 | Intec | 30 | 6 | AWG | 0.5 | 6 | AWG | Single Phase | 124.6604 | 11.2863 | tamayo |  | 11.28633,124.6604
2026-01-27 | 10:03 | 47-a-e-J | F6 | A2 | 2 | 2 | Vertical | CN | 47-a-e-J | J5 | 36557 | Open Secondary(OS) | Duplex | 47-a-e-J | [5 empty] | 201900065842 | Intec | 60 | 6 | AWG | 0.5 | 6 | AWG | Single Phase | 124.6604 | 11.2863 | tamayo |  | 11.28633,124.6604
2026-01-27 | 10:03 | 47-a-e-J | F6 | A2 | 2 | 2 | Vertical | CN | 47-a-e-J | J5 | 36557 | Open Secondary(OS) | Duplex | 47-a-e-J | [5 empty] | A211068283 | Landis | 60 | 6 | AWG | 0.5 | 6 | AWG | Single Phase | 124.6604 | 11.2863 | tamayo |  | 11.28633,124.6604
2026-01-27 | 10:03 | 47-a-e-J | F6 | A2 | 2 | 2 | Vertical | CN | 47-a-e-J | J5 | 36557 | Open Secondary(OS) | Duplex | 47-a-e-J | [5 empty] | A151244781 | Landis | 60 | 6 | AWG | 0.5 | 6 | AWG | Single Phase | 124.6601 | 11.2864 | tamayo |  | 11.28638,124.66008
2026-01-27 | 10:03 | 47-a-e-J | F6 | A2 | 2 | 2 | Vertical | CN | 47-a-e-J | J5 | 36557 | Open Secondary(OS) | Duplex | 47-a-e-J | [5 empty] | 202400315778 | Intec | 60 | 6 | AWG | 0.5 | 6 | AWG | Single Phase | 124.6601 | 11.2864 | tamayo |  | 11.28638,124.66008
2026-01-27 | 10:04 | 47-a-e-J | F6 | A2 | 2 | 2 | Vertical | CN | 47-a-e-J | J5 | 36557 | Open Secondary(OS) | Duplex | 47-a-e-J | [5 empty] | 202200102932 | Intec | 60 | 6 | AWG | 0.5 | 6 | AWG | Single Phase | 124.6601 | 11.2864 | tamayo |  | 11.28638,124.66008
2026-01-27 | 10:04 | 47-a-e-J | F6 | A2 | 2 | 2 | Vertical | CN | 47-a-e-J | J5 | 36557 | Open Secondary(OS) | Duplex | 47-a-e-J | [5 empty] | SCL35089 | Landis | 60 | 6 | AWG | 0.5 | 6 | AWG | Single Phase | 124.6601 | 11.2864 | tamayo |  | 11.28638,124.66008
2026-01-27 | 10:04 | 47-a-e-J | F6 | A2 | 2 | 2 | Vertical | CN | 47-a-e-J | J5 | 36557 | Open Secondary(OS) | Duplex | 47-a-e-J | [5 empty] | 20240015771 | Intec | 60 | 6 | AWG | 0.5 | 6 | AWG | Single Phase | 124.6605 | 11.2861 | tamayo |  | 11.28614,124.6605
2026-01-27 | 10:05 | 47-a-e-J | F6 | A2 | 2 | 2 | Vertical | CN | 47-a-e-J | J5 | 36557 | Open Secondary(OS) | Duplex | 47-a-e-J | [5 empty] | 202400315771 | Intec | 60 | 6 | AWG | 0.5 | 6 | AWG | Single Phase | 124.6605 | 11.2861 | tamayo |  | 11.28614,124.6605
2026-01-27 | 10:05 | 47-a-e-J | F6 | A2 | 2 | 2 | Vertical | CN | 47-a-e-J | J5 | 36557 | Open Secondary(OS) | Duplex | 47-a-e-J | [5 empty] | 361602 |  | 60 | 6 | AWG | 0.5 | 6 | AWG | Single Phase | 124.6605 | 11.2861 | tamayo |  | 11.28614,124.6605
2026-01-27 | 10:06 | 47-a-e-J | F6 | A2 | 2 | 2 | Vertical | CN | 47-a-e-J | J5 | 36557 | Open Secondary(OS) | Duplex | 47-a-e-J | [5 empty] | 202100149548 | Intec | 60 | 6 | AWG | 0.5 | 6 | AWG | Single Phase | 124.6605 | 11.2861 | tamayo |  | 11.28614,124.6605
2026-01-27 | 10:06 | 47-a-e-J | F6 | A2 | 2 | 2 | Vertical | CN | 47-a-e-J | J5 | 36557 | Open Secondary(OS) | Duplex | 47-a-e-J | [5 empty] | 202400315776 | Intec | 60 | 6 | AWG | 0.5 | 6 | AWG | Single Phase | 124.6603 | 11.2863 | tamayo |  | 11.28626,124.66028
2026-01-27 | 10:08 | 47-a-e-K | F6 | A2 | 2 | 2 | Vertical | CN | 47-a-e-K | J5 | 36557 | Open Secondary(OS) | Duplex | 47-a-e-J | [8 empty] | 6 | AWG | 0.5 | 6 | AWG | Single Phase | 124.6603 | 11.2863 | tamayo |  | 11.28626,124.66028
2026-01-27 | 10:08 | 47-a-e-K | F6 | A2 | 2 | 2 | Vertical | AN | 47-a-e-K | J5 | 36557 | Open Secondary(OS) | Duplex | 47-a-e-J | [8 empty] | 6 | AWG | 0.5 | 6 | AWG | Single Phase | 124.6603 | 11.2863 | tamayo |  | 11.28626,124.66028
2026-01-27 | 10:09 | 47-a-e-K | F6 | A2 | 2 | 2 | Vertical | AN | 47-a-e-K | J5 | 36557 | Open Secondary(OS) | Duplex | 47-a-e-K | [8 empty] | 6 | AWG | 0.5 | 6 | AWG | Single Phase | 124.6603 | 11.2863 | tamayo |  | 11.28626,124.66028
2026-01-27 | 10:10 | 47-a-e-K | F6 | A2 | 2 | 2 | Vertical | AN | 47-a-e-K | J5 | 36557 | Open Secondary(OS) | Duplex | 47-a-e-K | 25 | Common | 47-a-e-K | AN | No |  |  |  | 6 | AWG | 0.5 | 6 | AWG | Single Phase | 124.6603 | 11.2863 | tamayo |  | 11.28626,124.66028
2026-01-27 | 10:10 | 47-a-e-K | F6 | A2 | 2 | 2 | Vertical | AN | 47-a-e-K | J5 | 36557 | Open Secondary(OS) | Duplex | 47-a-e-K | 25 | Common | 47-a-e-K | AN | No | 486033 | Intec | 60 | 6 | AWG | 0.5 | 6 | AWG | Single Phase | 124.6605 | 11.2855 | tamayo |  | 11.28551,124.66046
2026-01-27 | 10:11 | 47-a-e-K | F6 | A2 | 2 | 2 | Vertical | AN | 47-a-e-K | J5 | 36557 | Open Secondary(OS) | Duplex | 47-a-e-K | 25 | Common | 47-a-e-K | AN | No | A261453623 | Landis | 60 | 6 | AWG | 0.5 | 6 | AWG | Single Phase | 124.6605 | 11.2855 | tamayo |  | 11.28551,124.66046
2026-01-27 | 10:11 | 47-a-e-K | F6 | A2 | 2 | 2 | Vertical | AN | 47-a-e-K | J5 | 36557 | Open Secondary(OS) | Duplex | 47-a-e-K | 25 | Common | 47-a-e-K | AN | No | 201900066967 | Intec | 60 | 6 | AWG | 0.5 | 6 | AWG | Single Phase | 124.6605 | 11.2855 | tamayo |  | 11.28551,124.66046
2026-01-27 | 10:11 | 47-a-e-K | F6 | A2 | 2 | 2 | Vertical | AN | 47-a-e-K | J5 | 36557 | Open Secondary(OS) | Duplex | 47-a-e-K | 25 | Common | 47-a-e-K | AN | No | 356628 |  | 30 | 6 | AWG | 0.5 | 6 | AWG | Single Phase | 124.6605 | 11.2855 | tamayo |  | 11.28551,124.66046
2026-01-27 | 10:12 | 47-a-e-K | F6 | A2 | 2 | 2 | Vertical | AN | 47-a-e-K | J5 | 36557 | Open Secondary(OS) | Duplex | 47-a-e-K | 25 | Common | 47-a-e-K | AN | No | 359855 |  | 60 | 6 | AWG | 0.5 | 6 | AWG | Single Phase | 124.6605 | 11.2855 | tamayo |  | 11.28551,124.66046
2026-01-27 | 10:12 | 47-a-e-K | F6 | A2 | 2 | 2 | Vertical | AN | 47-a-e-K | J5 | 36557 | Open Secondary(OS) | Duplex | 47-a-e-K | 25 | Common | 47-a-e-K | AN | No | 359846 |  | 30 | 6 | AWG | 0.5 | 6 | AWG | Single Phase | 124.6605 | 11.2855 | tamayo |  | 11.28551,124.66046
2026-01-27 | 10:12 | 47-a-e-K | F6 | A2 | 2 | 2 | Vertical | AN | 47-a-e-K | J5 | 36557 | Open Secondary(OS) | Duplex | 47-a-e-K | 25 | Common | 47-a-e-K | AN | No | A381110765 | Landis | 60 | 6 | AWG | 0.5 | 6 | AWG | Single Phase | 124.6605 | 11.2855 | tamayo |  | 11.28551,124.66046
2026-01-27 | 10:12 | 47-a-e-K | F6 | A2 | 2 | 2 | Vertical | AN | 47-a-e-K | J5 | 36557 | Open Secondary(OS) | Duplex | 47-a-e-K | 25 | Common | 47-a-e-K | AN | No | A221474595 | Landis | 60 | 6 | AWG | 0.5 | 6 | AWG | Single Phase | 124.6606 | 11.2857 | tamayo |  | 11.28566,124.66055
2026-01-27 | 10:13 | 47-a-e-K | F6 | A2 | 2 | 2 | Vertical | AN | 47-a-e-K | J5 | 36557 | Open Secondary(OS) | Duplex | 47-a-e-K | 25 | Common | 47-a-e-K | AN | No | A151537849 | Landis | 60 | 6 | AWG | 0.5 | 6 | AWG | Single Phase | 124.6606 | 11.2857 | tamayo |  | 11.28566,124.66055
2026-01-27 | 10:14 | 47-a-e-L | F6 | A2 | 2 | 2 | Vertical | CN | 47-a-e-L | J5 | 36557 | Open Secondary(OS) | Duplex | 47-a-e-K | 25 | Common | 47-a-e-K | AN | No |  |  |  | 6 | AWG | 0.5 | 6 | AWG | Single Phase | 124.6609 | 11.2854 | tamayo |  | 11.28537,124.66092
2026-01-27 | 10:16 | 47-a-e-L | F6 | A2 | 2 | 2 | Vertical | CN | 47-a-e-L | J5 | 36557 | Open Secondary(OS) | Duplex | 47-a-e-L |  |  |  | AN |  |  |  |  | 6 | AWG | 0.5 | 6 | AWG | Single Phase | 124.6607 | 11.2855 | tamayo |  | 11.28552,124.66074
2026-01-27 | 10:16 | 47-a-e-L | F6 | A2 | 2 | 2 | Vertical | CN | 47-a-e-L | J5 | 36557 | Open Secondary(OS) | Duplex | 47-a-e-L |  |  |  | AN |  | 202501001023 | Techen | 30 | 6 | AWG | 0.5 | 6 | AWG | Single Phase | 124.6607 | 11.2855 | tamayo |  | 11.28552,124.66074
2026-01-27 | 10:17 | 47-a-e-L | F6 | A2 | 2 | 2 | Vertical | CN | 47-a-e-L | J5 | 36557 | Open Secondary(OS) | Duplex | 47-a-e-L |  |  |  | AN |  | 201900067310 | Intec | 30 | 6 | AWG | 0.5 | 6 | AWG | Single Phase | 124.6607 | 11.2855 | tamayo |  | 11.28552,124.66074
2026-01-27 | 10:17 | 47-a-e-L | F6 | A2 | 2 | 2 | Vertical | CN | 47-a-e-L | J5 | 36557 | Open Secondary(OS) | Duplex | 47-a-e-L |  |  |  | AN |  | A381107803 | Landis | 60 | 6 | AWG | 0.5 | 6 | AWG | Single Phase | 124.6607 | 11.2855 | tamayo |  | 11.28552,124.66074
2026-01-27 | 10:17 | 47-a-e-L | F6 | A2 | 2 | 2 | Vertical | CN | 47-a-e-L | J5 | 36557 | Open Secondary(OS) | Duplex | 47-a-e-L |  |  |  | AN |  | 202100149440 | Intec | 60 | 6 | AWG | 0.5 | 6 | AWG | Single Phase | 124.6604 | 11.2851 | tamayo |  | 11.28512,124.66039
2026-01-27 | 10:18 | 47-a-e-L | F6 | A2 | 2 | 2 | Vertical | CN | 47-a-e-L | J5 | 36557 | Open Secondary(OS) | Duplex | 47-a-e-L |  |  |  | AN |  | 202100149544 | Intec | 100 | 6 | AWG | 0.5 | 6 | AWG | Single Phase | 124.6604 | 11.2851 | tamayo |  | 11.28512,124.66039
2026-01-27 | 10:18 | 47-a-e-L | F6 | A2 | 2 | 2 | Vertical | CN | 47-a-e-L | J5 | 36557 | Open Secondary(OS) | Duplex | 47-a-e-L |  |  |  | AN |  | 202501001323 | Techen | 100 | 6 | AWG | 0.5 | 6 | AWG | Single Phase | 124.6604 | 11.2851 | tamayo |  | 11.28512,124.66039
2026-01-27 | 10:19 | 47-a-e-L | F6 | A2 | 2 | 2 | Vertical | CN | 47-a-e-L | J6 | 36557 | Open Secondary(OS) | Duplex | 47-a-e-L |  |  |  | AN |  |  |  |  | 6 | AWG | 0.5 | 6 | AWG | Single Phase | 124.6608 | 11.2851 | tamayo |  | 11.28514,124.6608
2026-01-27 | 10:21 | 47-a-e-L-A | F6 | A2 | 2 | 2 | Vertical | CN | 47-a-e-L-A | J6 | 36557 | Open Secondary(OS) | Duplex | 47-a-e-L |  |  |  | AN |  |  |  |  | 6 | AWG | 0.5 | 6 | AWG | Single Phase | 124.6608 | 11.2851 | tamayo |  | 11.28514,124.6608
2026-01-27 | 10:21 | 47-a-e-L-A | F6 | A2 | 2 | 2 | Vertical | CN | 47-a-e-L-A | J6 | 36557 | Open Secondary(OS) | Duplex | 47-a-e-L-A |  |  |  | AN |  |  |  |  | 6 | AWG | 0.5 | 6 | AWG | Single Phase | 124.6608 | 11.2851 | tamayo |  | 11.28514,124.6608
2026-01-27 | 10:22 | 47-a-e-L-A | F6 | A2 | 2 | 2 | Vertical | CN | 47-a-e-L-A | J6 | 36557 | Open Secondary(OS) | Duplex | 47-a-e-L-A |  |  |  | AN |  | 201700024386 | Intec | 30 | 6 | AWG | 0.5 | 6 | AWG | Single Phase | 124.6608 | 11.2851 | tamayo |  | 11.28514,124.6608
2026-01-27 | 10:22 | 47-a-e-L-A | F6 | A2 | 2 | 2 | Vertical | CN | 47-a-e-L-A | J6 | 36557 | Open Secondary(OS) | Duplex | 47-a-e-L-A |  |  |  | AN |  | 359859 |  | 30 | 6 | AWG | 0.5 | 6 | AWG | Single Phase | 124.6608 | 11.2851 | tamayo |  | 11.28514,124.6608
2026-01-27 | 10:22 | 47-a-e-L-A | F6 | A2 | 2 | 2 | Vertical | CN | 47-a-e-L-A | J6 | 36557 | Open Secondary(OS) | Duplex | 47-a-e-L-A |  |  |  | AN |  | A391084376 | Landis | 60 | 6 | AWG | 0.5 | 6 | AWG | Single Phase | 124.6608 | 11.2851 | tamayo |  | 11.28514,124.6608
2026-01-27 | 10:23 | 47-a-e-L-A | F6 | A2 | 2 | 2 | Vertical | CN | 47-a-e-L-A | J6 | 36557 | Open Secondary(OS) | Duplex | 47-a-e-L-A |  |  |  | AN |  | 202100150251 | Intec | 60 | 6 | AWG | 0.5 | 6 | AWG | Single Phase | 124.6608 | 11.2851 | tamayo |  | 11.28514,124.6608
2026-01-27 | 10:23 | 47-a-e-L-A | F6 | A2 | 2 | 2 | Vertical | CN | 47-a-e-L-A | J6 | 36557 | Open Secondary(OS) | Duplex | 47-a-e-L-A |  |  |  | AN |  | A351389739 | Landis | 60 | 6 | AWG | 0.5 | 6 | AWG | Single Phase | 124.6608 | 11.2851 | tamayo |  | 11.28514,124.6608
2026-01-27 | 10:24 | 47-a-e-L-A | F6 | A2 | 2 | 2 | Vertical | CN | 47-a-e-L-A | J6 | 36557 | Open Secondary(OS) | Duplex | 47-a-e-L-A |  |  |  | AN |  | A351391071 | Landis | 30 | 6 | AWG | 0.5 | 6 | AWG | Single Phase | 124.6608 | 11.2851 | tamayo |  | 11.28514,124.6608
2026-01-27 | 10:24 | 47-a-e-L-A | F6 | A2 | 2 | 2 | Vertical | CN | 47-a-e-L-A | J6 | 36557 | Open Secondary(OS) | Duplex | 47-a-e-L-A |  |  |  | AN |  | 361612 |  |  | 6 | AWG | 0.5 | 6 | AWG | Single Phase | 124.6608 | 11.2851 | tamayo |  | 11.28514,124.6608
2026-01-27 | 10:24 | 47-a-e-L-A | F6 | A2 | 2 | 2 | Vertical | CN | 47-a-e-L-A | J6 | 36557 | Open Secondary(OS) | Duplex | 47-a-e-L-A |  |  |  | AN |  | 361612 |  | 60 | 6 | AWG | 0.5 | 6 | AWG | Single Phase | 124.6608 | 11.2851 | tamayo |  | 11.28514,124.6608
2026-01-27 | 10:24 | 47-a-e-L-A | F6 | A2 | 2 | 2 | Vertical | CN | 47-a-e-L-A | J6 | 36557 | Open Secondary(OS) | Duplex | 47-a-e-L-A |  |  |  | AN |  | 361619 |  | 60 | 6 | AWG | 0.5 | 6 | AWG | Single Phase | 124.6608 | 11.2851 | tamayo |  | 11.28514,124.6608
2026-01-27 | 10:24 | 47-a-e-L-A | F6 | A2 | 2 | 2 | Vertical | CN | 47-a-e-L-A | J6 | 36557 | Open Secondary(OS) | Duplex | 47-a-e-L-A |  |  |  | AN |  | 361620 |  | 60 | 6 | AWG | 0.5 | 6 | AWG | Single Phase | 124.6608 | 11.2851 | tamayo |  | 11.28514,124.6608
2026-01-27 | 10:25 | 47-a-e-L-A | F6 | A2 | 2 | 2 | Vertical | CN | 47-a-e-L-A | J6 | 36557 | Open Secondary(OS) | Duplex | 47-a-e-L-A |  |  |  | AN |  | 202100141549 | Intec | 60 | 6 | AWG | 0.5 | 6 | AWG | Single Phase | 124.6608 | 11.2851 | tamayo |  | 11.28514,124.6608
2026-01-27 | 10:25 | 47-a-e-L-A | F6 | A2 | 2 | 2 | Vertical | CN | 47-a-e-L-A | J6 | 36557 | Open Secondary(OS) | Duplex | 47-a-e-L-A |  |  |  | AN |  | 202100150250 | Intec | 60 | 6 | AWG | 0.5 | 6 | AWG | Single Phase | 124.6608 | 11.2851 | tamayo |  | 11.28514,124.6608
2026-01-27 | 10:28 | 47-a-e-M | F6 | A2 | 2 | 2 | Vertical | CN | 47-a-e-M | J6 | 36557 | Open Secondary(OS) | Duplex | 47-a-e-L-A |  |  |  | AN |  |  |  |  | 6 | AWG | 0.5 | 6 | AWG | Single Phase | 124.6612 | 11.285 | tamayo |  | 11.28499,124.66123
2026-01-27 | 10:28 | 47-a-e-M | F6 | A2 | 2 | 2 | Vertical | CN | 47-a-e-M | J5 | 36557 | Open Secondary(OS) | Duplex | 47-a-e-M |  |  |  | AN |  |  |  |  | 6 | AWG | 0.5 | 6 | AWG | Single Phase | 124.6612 | 11.285 | tamayo |  | 11.28499,124.66123
2026-01-27 | 10:29 | 47-a-e-M | F6 | A2 | 2 | 2 | Vertical | CN | 47-a-e-M | J5 | 36557 | Open Secondary(OS) | Duplex | 47-a-e-M |  |  |  | AN |  | A221462457 | Landis | 30 | 6 | AWG | 0.5 | 6 | AWG | Single Phase | 124.6608 | 11.2847 | tamayo |  | 11.28474,124.66084
2026-01-27 | 10:29 | 47-a-e-M | F6 | A2 | 2 | 2 | Vertical | CN | 47-a-e-M | J5 | 36557 | Open Secondary(OS) | Duplex | 47-a-e-M |  |  |  | AN |  | 201900040668 | Intec | 60 | 6 | AWG | 0.5 | 6 | AWG | Single Phase | 124.6608 | 11.2847 | tamayo |  | 11.28474,124.66084
2026-01-27 | 10:29 | 47-a-e-M | F6 | A2 | 2 | 2 | Vertical | CN | 47-a-e-M | J5 | 36557 | Open Secondary(OS) | Duplex | 47-a-e-M |  |  |  | AN |  | 359847 |  | 60 | 6 | AWG | 0.5 | 6 | AWG | Single Phase | 124.6608 | 11.2847 | tamayo |  | 11.28474,124.66084
2026-01-27 | 10:30 | 47-a-e-M | F6 | A2 | 2 | 2 | Vertical | CN | 47-a-e-M | J5 | 36557 | Open Secondary(OS) | Duplex | 47-a-e-M |  |  |  | AN |  | 202501001028 | Techen | 60 | 6 | AWG | 0.5 | 6 | AWG | Single Phase | 124.6612 | 11.2848 | tamayo |  | 11.2848,124.66125
2026-01-27 | 10:30 | 47-a-e-M | F6 | A2 | 2 | 2 | Vertical | CN | 47-a-e-M | J5 | 36557 | Open Secondary(OS) | Duplex | 47-a-e-M |  |  |  | AN |  | A231076260 | Landis | 60 | 6 | AWG | 0.5 | 6 | AWG | Single Phase | 124.6612 | 11.2848 | tamayo |  | 11.2848,124.66125
2026-01-27 | 10:30 | 47-a-e-M | F6 | A2 | 2 | 2 | Vertical | CN | 47-a-e-M | J5 | 36557 | Open Secondary(OS) | Duplex | 47-a-e-M |  |  |  | AN |  | A351389796 | Landis | 30 | 6 | AWG | 0.5 | 6 | AWG | Single Phase | 124.6612 | 11.2848 | tamayo |  | 11.2848,124.66125
2026-01-27 | 10:31 | 47-a-e-M | F6 | A2 | 2 | 2 | Vertical | CN | 47-a-e-M | J5 | 36557 | Open Secondary(OS) | Duplex | 47-a-e-M |  |  |  | AN |  | A351389797 | Landis | 100 | 6 | AWG | 0.5 | 6 | AWG | Single Phase | 124.6612 | 11.2848 | tamayo |  | 11.2848,124.66125
2026-01-27 | 10:31 | 47-a-e-M | F6 | A2 | 2 | 2 | Vertical | CN | 47-a-e-M | J5 | 36557 | Open Secondary(OS) | Duplex | 47-a-e-M |  |  |  | AN |  | 201900068986 | Intec | 100 | 6 | AWG | 0.5 | 6 | AWG | Single Phase | 124.6611 | 11.2849 | tamayo |  | 11.28487,124.66105
2026-01-27 | 10:33 | 47-a-e-N | F6 | A1 | 2 | 2 | Vertical | CN | 47-a-e-N | J5 | 36557 | Open Secondary(OS) | Duplex | 47-a-e-M |  |  |  | AN |  |  |  |  | 6 | AWG | 0.5 | 6 | AWG | Single Phase | 124.6611 | 11.2849 | tamayo |  | 11.28487,124.66105
2026-01-27 | 10:33 | 47-a-e-N | F6 | A1 | 2 | 2 | Vertical | CN | 47-a-e-N | J5 | 36557 | Open Secondary(OS) | Duplex | 47-a-e-N |  |  |  | AN |  |  |  |  | 6 | AWG | 0.5 | 6 | AWG | Single Phase | 124.6608 | 11.2846 | tamayo |  | 11.28459,124.66079
2026-01-27 | 10:34 | 47-a-e-N | F6 | A1 | 2 | 2 | Vertical | CN | 47-a-e-N | J5 | 36557 | Open Secondary(OS) | Duplex | 47-a-e-N |  |  |  | AN |  | 359850 |  | 30 | 6 | AWG | 0.5 | 6 | AWG | Single Phase | 124.6608 | 11.2846 | tamayo |  | 11.28459,124.66079
2026-01-27 | 10:34 | 47-a-e-N | F6 | A1 | 2 | 2 | Vertical | CN | 47-a-e-N | J5 | 36557 | Open Secondary(OS) | Duplex | 47-a-e-N |  |  |  | AN |  | 201900063202 | Intec | 60 | 6 | AWG | 0.5 | 6 | AWG | Single Phase | 124.6608 | 11.2846 | tamayo |  | 11.28459,124.66079
2026-01-27 | 10:38 | 47-a-e-O | F6 | A5 | 2 | 2 | Vertical | CN | 47-a-e-O | J5 | 36557 | Open Secondary(OS) | Duplex | 47-a-e-N |  |  |  | AN |  |  |  |  | 6 | AWG | 0.5 | 6 | AWG | Single Phase | 124.6608 | 11.2846 | tamayo |  | 11.28459,124.66079
2026-01-27 | 10:38 | 47-a-e-O | F6 | A5 | 2 | 2 | Vertical | CN | 47-a-e-O | J6 | 36557 | Open Secondary(OS) | Duplex | 47-a-e-O |  |  |  | AN |  |  |  |  | 6 | AWG | 0.5 | 6 | AWG | Single Phase | 124.6608 | 11.2846 | tamayo |  | 11.28459,124.66079
2026-01-27 | 10:39 | 47-a-e-O | F6 | A5 | 2 | 2 | Vertical | CN | 47-a-e-O | J6 | 36557 | Open Secondary(OS) | Duplex | 47-a-e-O |  |  |  | AN |  | A221474603 | Landis | 100 | 6 | AWG | 0.5 | 6 | AWG | Single Phase | 124.6608 | 11.2846 | tamayo |  | 11.28459,124.66079
2026-01-27 | 10:39 | 47-a-e-O | F6 | A5 | 2 | 2 | Vertical | CN | 47-a-e-O | J6 | 36557 | Open Secondary(OS) | Duplex | 47-a-e-O |  |  |  | AN |  | 201900068048 | Intec | 100 | 6 | AWG | 0.5 | 6 | AWG | Single Phase | 124.6608 | 11.2846 | tamayo |  | 11.28459,124.66079
2026-01-27 | 10:39 | 47-a-e-O | F6 | A5 | 2 | 2 | Vertical | CN | 47-a-e-O | J6 | 36557 | Open Secondary(OS) | Duplex | 47-a-e-O |  |  |  | AN |  | 359844 |  | 100 | 6 | AWG | 0.5 | 6 | AWG | Single Phase | 124.6608 | 11.2846 | tamayo |  | 11.28459,124.66079
2026-01-27 | 10:40 | 47-a-e-O | F6 | A5 | 2 | 2 | Vertical | CN | 47-a-e-O | J6 | 36557 | Open Secondary(OS) | Duplex | 47-a-e-O |  |  |  | AN |  | 202100149542 | Intec | 100 | 6 | AWG | 0.5 | 6 | AWG | Single Phase | 124.6608 | 11.2846 | tamayo |  | 11.28459,124.66079
2026-01-27 | 10:40 | 47-a-e-O | F6 | A5 | 2 | 2 | Vertical | CN | 47-a-e-O | J6 | 36557 | Open Secondary(OS) | Duplex | 47-a-e-O |  |  |  | AN |  | 202100149560 | Intec | 60 | 6 | AWG | 0.5 | 6 | AWG | Single Phase | 124.6608 | 11.2846 | tamayo |  | 11.28459,124.66079
2026-01-27 | 10:40 | 47-a-e-O | F6 | A5 | 2 | 2 | Vertical | CN | 47-a-e-O | J6 | 36557 | Open Secondary(OS) | Duplex | 47-a-e-O |  |  |  | AN |  | 201900040363 | Intec | 100 | 6 | AWG | 0.5 | 6 | AWG | Single Phase | 124.6608 | 11.2846 | tamayo |  | 11.28459,124.66079
2026-01-27 | 10:41 | 47-a-e-O | F6 | A5 | 2 | 2 | Vertical | CN | 47-a-e-O | J6 | 36557 | Open Secondary(OS) | Duplex | 47-a-e-O |  |  |  | AN |  | 202501001030 | Techen | 100 | 6 | AWG | 0.5 | 6 | AWG | Single Phase | 124.6608 | 11.2846 | tamayo |  | 11.28459,124.66079
2026-01-27 | 10:43 | 47-a-e-P | F6 | A2 | 2 | 2 | Vertical | CN | 47-a-e-P | J6 | 36557 | Open Secondary(OS) | Duplex | 47-a-e-O |  |  |  | AN |  |  |  |  | 6 | AWG | 0.5 | 6 | AWG | Single Phase | 124.6608 | 11.2846 | tamayo |  | 11.28459,124.66079
2026-01-27 | 10:43 | 47-a-e-P | F6 | A2 | 2 | 2 | Vertical | CN | 47-a-e-P | J6 | 36557 | Open Secondary(OS) | Duplex | 47-a-e-P |  |  |  | AN |  |  |  |  | 6 | AWG | 0.5 | 6 | AWG | Single Phase | 124.6608 | 11.2846 | tamayo |  | 11.28459,124.66079
2026-01-27 | 10:44 | 47-a-e-P | F6 | A2 | 2 | 2 | Vertical | CN | 47-a-e-P | J6 | 36557 | Open Secondary(OS) | Duplex | 47-a-e-P |  |  |  | AN |  | 202501001034 | Techen | 60 | 6 | AWG | 0.5 | 6 | AWG | Single Phase | 124.6608 | 11.2846 | tamayo |  | 11.28459,124.66079
2026-01-27 | 10:44 | 47-a-e-P | F6 | A2 | 2 | 2 | Vertical | CN | 47-a-e-P | J6 | 36557 | Open Secondary(OS) | Duplex | 47-a-e-P |  |  |  | AN |  | A221479271 | Landis | 30 | 6 | AWG | 0.5 | 6 | AWG | Single Phase | 124.6608 | 11.2846 | tamayo |  | 11.28459,124.66079
2026-01-27 | 10:46 | 47-a-e-Q | F6 | A1 | 2 | 2 | Vertical | CN | 47-a-e-Q | J6 | 36557 | Open Secondary(OS) | Duplex | 47-a-e-P |  |  |  | AN |  |  |  |  | 6 | AWG | 0.5 | 6 | AWG | Single Phase | 124.6608 | 11.2846 | tamayo |  | 11.28459,124.66079
2026-01-27 | 10:47 | 47-a-e-Q | F6 | A1 | 2 | 2 | Vertical | CN | 47-a-e-Q | J5 | 36557 | Open Secondary(OS) | Duplex | 47-a-e-Q |  |  |  | AN |  |  |  |  | 6 | AWG | 0.5 | 6 | AWG | Single Phase | 124.6611 | 11.2828 | tamayo |  | 11.28278,124.66105
2026-01-27 | 10:49 | 47-a-e-R | F6 | A1 | 2 | 2 | Vertical | CN | 47-a-e-R | J5 | 36557 | Open Secondary(OS) | Duplex | 47-a-e-Q |  |  |  | AN |  |  |  |  | 6 | AWG | 0.5 | 6 | AWG | Single Phase | 124.6615 | 11.2825 | tamayo |  | 11.28254,124.66149
2026-01-27 | 10:49 | 47-a-e-R | F6 | A1 | 2 | 2 | Vertical | CN | 47-a-e-R | J5 | 36557 | Open Secondary(OS) | Duplex | 47-a-e-Q |  |  |  | AN |  |  |  |  | 6 | AWG | 0.5 | 6 | AWG | Single Phase | 124.6615 | 11.2823 | tamayo |  | 11.28231,124.66145
2026-01-27 | 10:50 | 47-a-e-R | F6 | A1 | 2 | 2 | Vertical | CN | 47-a-e-R | J5 | 36557 | Open Secondary(OS) | Duplex | 47-a-e-R |  |  |  | AN |  |  |  |  | 6 | AWG | 0.5 | 6 | AWG | Single Phase | 124.6615 | 11.2823 | tamayo |  | 11.28231,124.66145
2026-01-27 | 10:51 | 47-a-e-R | F6 | A1 | 2 | 2 | Vertical | CN | 47-a-e-R | J5 | 36557 | Open Secondary(OS) | Duplex | 47-a-e-R |  |  |  | AN |  | 22027353 | Electra | 100 | 6 | AWG | 0.5 | 6 | AWG | Single Phase | 124.6616 | 11.2824 | tamayo |  | 11.28243,124.66161
2026-01-27 | 10:51 | 47-a-e-R | F6 | A1 | 2 | 2 | Vertical | CN | 47-a-e-R | J5 | 36557 | Open Secondary(OS) | Duplex | 47-a-e-R |  |  |  | AN |  | A151537729 | Landis | 60 | 6 | AWG | 0.5 | 6 | AWG | Single Phase | 124.6616 | 11.2824 | tamayo |  | 11.28243,124.66161
2026-01-27 | 10:51 | 47-a-e-R | F6 | A1 | 2 | 2 | Vertical | CN | 47-a-e-R | J5 | 36557 | Open Secondary(OS) | Duplex | 47-a-e-R |  |  |  | AN |  | A411111903 | Landis | 100 | 6 | AWG | 0.5 | 6 | AWG | Single Phase | 124.6616 | 11.2824 | tamayo |  | 11.28243,124.66161
2026-01-27 | 10:55 | 47-a-e-S | F6 | A5 | 2 | 2 | Vertical | CN | 47-a-e-S | J5 | 36557 | Open Secondary(OS) | Duplex | 47-a-e-R |  |  |  | AN |  |  |  |  | 6 | AWG | 0.5 | 6 | AWG | Single Phase | 124.6611 | 11.2828 | tamayo |  | 11.28275,124.66106
2026-01-27 | 10:55 | 47-a-e-S | F6 | A5 | 2 | 2 | Vertical | CN | 47-a-e-S | J6 | 36557 | Open Secondary(OS) | Duplex | 47-a-e-S |  |  |  | AN |  |  |  |  | 6 | AWG | 0.5 | 6 | AWG | Single Phase | 124.6611 | 11.2828 | tamayo |  | 11.28275,124.66106
2026-01-27 | 10:56 | 47-a-e-S | F6 | A5 | 2 | 2 | Vertical | CN | 47-a-e-S | J6 | 36557 | Open Secondary(OS) | Duplex | 47-a-e-S |  |  |  | AN |  | 90351221 | Techen | 30 | 6 | AWG | 0.5 | 6 | AWG | Single Phase | 124.6615 | 11.282 | tamayo |  | 11.28202,124.66152
2026-01-27 | 10:57 | 47-a-e-S | F6 | A5 | 2 | 2 | Vertical | CN | 47-a-e-S | J6 | 36557 | Open Secondary(OS) | Duplex | 47-a-e-S |  |  |  | AN |  | 201700020723 | Intec | 30 | 6 | AWG | 0.5 | 6 | AWG | Single Phase | 124.6615 | 11.2822 | tamayo |  | 11.28223,124.66154
2026-01-27 | 10:57 | 47-a-e-S | F6 | A5 | 2 | 2 | Vertical | CN | 47-a-e-S | J6 | 36557 | Open Secondary(OS) | Duplex | 47-a-e-S |  |  |  | AN |  | 202200098667 | Intec | 30 | 6 | AWG | 0.5 | 6 | AWG | Single Phase | 124.6615 | 11.2822 | tamayo |  | 11.28223,124.66154
2026-01-27 | 11:01 | 47-a-e-S-A | F6 | A1 | 2 | 2 | Vertical | CN | 47-a-e-S-A | J6 | 36557 | Open Secondary(OS) | Duplex | 47-a-e-S |  |  |  | AN |  |  |  |  | 6 | AWG | 0.5 | 6 | AWG | Single Phase | 124.6619 | 11.282 | tamayo |  | 11.28204,124.66188
2026-01-27 | 11:02 | 47-a-e-S-A | F6 | A1 | 2 | 2 | Vertical | CN | 47-a-e-S-A | J5 | 36557 | Open Secondary(OS) | Duplex | 47-a-e-S |  |  |  | AN |  |  |  |  | 6 | AWG | 0.5 | 6 | AWG | Single Phase | 124.6611 | 11.2817 | tamayo |  | 11.28166,124.66105
2026-01-27 | 11:02 | 47-a-e-S-A | F6 | A1 | 2 | 2 | Vertical | CN | 47-a-e-S-A | J5 | 36557 | Open Secondary(OS) | Duplex | 47-a-e-S-A |  |  |  | AN |  |  |  |  | 6 | AWG | 0.5 | 6 | AWG | Single Phase | 124.6611 | 11.2817 | tamayo |  | 11.28166,124.66105
2026-01-27 | 11:03 | 47-a-e-S-A | F6 | A1 | 2 | 2 | Vertical | CN | 47-a-e-S-A | J5 | 36557 | Open Secondary(OS) | Duplex | 47-a-e-S-A |  |  |  | AN |  | 202501001036 | Techen | 60 | 6 | AWG | 0.5 | 6 | AWG | Single Phase | 124.6613 | 11.2816 | tamayo |  | 11.28159,124.66132
2026-01-27 | 11:04 | 47-a-e-S-A | F6 | A1 | 2 | 2 | Vertical | CN | 47-a-e-S-A | J5 | 36557 | Open Secondary(OS) | Duplex | 47-a-e-S-A |  |  |  | AN |  | 202200103020 | Intec | 100 | 6 | AWG | 0.5 | 6 | AWG | Single Phase | 124.6613 | 11.2816 | tamayo |  | 11.28159,124.66132
2026-01-27 | 11:04 | 47-a-e-S-A | F6 | A1 | 2 | 2 | Vertical | CN | 47-a-e-S-A | J5 | 36557 | Open Secondary(OS) | Duplex | 47-a-e-S-A |  |  |  | AN |  | 90351171 | Techen | 100 | 6 | AWG | 0.5 | 6 | AWG | Single Phase | 124.6613 | 11.2816 | tamayo |  | 11.28159,124.66132
2026-01-27 | 11:04 | 47-a-e-S-A | F6 | A1 | 2 | 2 | Vertical | CN | 47-a-e-S-A | J5 | 36557 | Open Secondary(OS) | Duplex | 47-a-e-S-A |  |  |  | AN |  | 202501001035 | Techen | 100 | 6 | AWG | 0.5 | 6 | AWG | Single Phase | 124.6612 | 11.2815 | tamayo |  | 11.28149,124.66122
2026-01-27 | 11:09 | 47-a-e-S-B | F6 | A5 | 2 | 2 | Vertical | CN | 47-a-e-S-B | J5 | 36557 | Open Secondary(OS) | Duplex | 47-a-e-S-A |  |  |  | AN |  |  |  |  | 6 | AWG | 0.5 | 6 | AWG | Single Phase | 124.6608 | 11.2811 | tamayo |  | 11.2811,124.66085
2026-01-27 | 11:09 | 47-a-e-S-B | F6 | A5 | 2 | 2 | Vertical | CN | 47-a-e-S-B | J5 | 36557 | Open Secondary(OS) | Duplex | 47-a-e-S-B |  |  |  | AN |  |  |  |  | 6 | AWG | 0.5 | 6 | AWG | Single Phase | 124.6608 | 11.2811 | tamayo |  | 11.28109,124.66085
2026-01-27 | 11:11 | 47-a-e-S-B | F6 | A5 | 2 | 2 | Vertical | CN | 47-a-e-S-B | J5 | 36557 | Open Secondary(OS) | Duplex | 47-a-e-S-B | 15 | Common | 47-a-e-S-B | CN | No |  |  |  | 6 | AWG | 0.5 | 6 | AWG | Single Phase | 124.6609 | 11.2812 | tamayo |  | 11.2812,124.66087
2026-01-27 | 11:12 | 47-a-e-S-B | F6 | A5 | 2 | 2 | Vertical | CN | 47-a-e-S-B | J5 | 36557 | Open Secondary(OS) | Duplex | 47-a-e-S-B | 15 | Common | 47-a-e-S-B | CN | No | 202501001033 | Techen | 100 | 6 | AWG | 0.5 | 6 | AWG | Single Phase | 124.6609 | 11.2812 | tamayo |  | 11.2812,124.66087
2026-01-27 | 11:12 | 47-a-e-S-B | F6 | A5 | 2 | 2 | Vertical | CN | 47-a-e-S-B | J5 | 36557 | Open Secondary(OS) | Duplex | 47-a-e-S-B | 15 | Common | 47-a-e-S-B | CN | No | A221480178 | Landis | 100 | 6 | AWG | 0.5 | 6 | AWG | Single Phase | 124.6607 | 11.2814 | tamayo |  | 11.28144,124.66068
2026-01-27 | 11:12 | 47-a-e-S-B | F6 | A5 | 2 | 2 | Vertical | CN | 47-a-e-S-B | J5 | 36557 | Open Secondary(OS) | Duplex | 47-a-e-S-B | 15 | Common | 47-a-e-S-B | CN | No | 202501001040 | Techen | 100 | 6 | AWG | 0.5 | 6 | AWG | Single Phase | 124.6607 | 11.2814 | tamayo |  | 11.28144,124.66068
2026-01-27 | 11:25 | 47-a-e-S-C | F6 | A5 | 2 | 2 | Vertical | CN | 47-a-e-S-C | J5 | 36557 | Open Secondary(OS) | Duplex | 47-a-e-S-B | 15 | Common | 47-a-e-S-B | CN | No |  |  |  | 6 | AWG | 0.5 | 6 | AWG | Single Phase | 124.6607 | 11.2814 | tamayo |  | 11.28144,124.66068
2026-01-27 | 11:26 | 47-a-e-S-C | F6 | A5 | 2 | 2 | Vertical | CN | 47-a-e-S-C | J5 | 36557 | Open Secondary(OS) | Duplex | 47-a-e-S-C | 15 | Common | 47-a-e-S-B | CN | No |  |  |  | 6 | AWG | 0.5 | 6 | AWG | Single Phase | 124.6607 | 11.2814 | tamayo |  | 11.28144,124.66068
2026-01-27 | 11:26 | 47-a-e-S-C | F6 | A5 | 2 | 2 | Vertical | CN | 47-a-e-S-C | J5 | 36557 | Open Secondary(OS) | Duplex | 47-a-e-S-C | 15 | Common | 47-a-e-S-B | CN | No | SCL78650 | Landis | 100 | 6 | AWG | 0.5 | 6 | AWG | Single Phase | 124.6607 | 11.2814 | tamayo |  | 11.28144,124.66068
2026-01-27 | 11:26 | 47-a-e-S-C | F6 | A5 | 2 | 2 | Vertical | CN | 47-a-e-S-C | J5 | 36557 | Open Secondary(OS) | Duplex | 47-a-e-S-C | 15 | Common | 47-a-e-S-B | CN | No | SCL78649 | Landis | 100 | 6 | AWG | 0.5 | 6 | AWG | Single Phase | 124.6607 | 11.2814 | tamayo |  | 11.28144,124.66068
2026-01-27 | 11:27 | 47-a-e-S-C | F6 | A5 | 2 | 2 | Vertical | CN | 47-a-e-S-C | J5 | 36557 | Open Secondary(OS) | Duplex | 47-a-e-S-C | 15 | Common | 47-a-e-S-B | CN | No | 202501001032 | Techen | 60 | 6 | AWG | 0.5 | 6 | AWG | Single Phase | 124.6607 | 11.2814 | tamayo |  | 11.28144,124.66068
2026-01-27 | 11:30 | 47-a-e-S-D | F6 | A5 | 2 | 2 | Vertical | CN | 47-a-e-S-D | J5 | 36557 | Open Secondary(OS) | Duplex | 47-a-e-S-C | 15 | Common | 47-a-e-S-B | CN | No |  |  |  | 6 | AWG | 0.5 | 6 | AWG | Single Phase | 124.6607 | 11.2814 | tamayo |  | 11.28144,124.66068
2026-01-27 | 11:30 | 47-a-e-S-D | F6 | A5 | 2 | 2 | Vertical | CN | 47-a-e-S-D | J5 | 36557 | Open Secondary(OS) | Duplex | 47-a-e-S-D | 15 | Common | 47-a-e-S-B | CN | No |  |  |  | 6 | AWG | 0.5 | 6 | AWG | Single Phase | 124.6607 | 11.2814 | tamayo |  | 11.28144,124.66068
2026-01-27 | 11:31 | 47-a-e-S-D | F6 | A5 | 2 | 2 | Vertical | CN | 47-a-e-S-D | J5 | 36557 | Open Secondary(OS) | Duplex | 47-a-e-S-D | 15 | Common | 47-a-e-S-B | CN | No | 202501001330 | Techen | 30 | 6 | AWG | 0.5 | 6 | AWG | Single Phase | 124.6607 | 11.2814 | tamayo |  | 11.28144,124.66068
2026-01-27 | 11:32 | 47-a-e-S-D | F6 | A5 | 2 | 2 | Vertical | CN | 47-a-e-S-D | J5 | 36557 | Open Secondary(OS) | Duplex | 47-a-e-S-D | 15 | Common | 47-a-e-S-B | CN | No | 202501001321 | Techen | 60 | 6 | AWG | 0.5 | 6 | AWG | Single Phase | 124.6607 | 11.2814 | tamayo |  | 11.28144,124.66068
2026-01-27 | 11:32 | 47-a-e-S-D | F6 | A5 | 2 | 2 | Vertical | CN | 47-a-e-S-D | J5 | 36557 | Open Secondary(OS) | Duplex | 47-a-e-S-D | 15 | Common | 47-a-e-S-B | CN | No | 202501001324 | Techen | 60 | 6 | AWG | 0.5 | 6 | AWG | Single Phase | 124.6607 | 11.2814 | tamayo |  | 11.28144,124.66068
2026-01-27 | 11:32 | 47-a-e-S-D | F6 | A5 | 2 | 2 | Vertical | CN | 47-a-e-S-D | J5 | 36557 | Open Secondary(OS) | Duplex | 47-a-e-S-D | 15 | Common | 47-a-e-S-B | CN | No | 202501001325 | Techen | 60 | 6 | AWG | 0.5 | 6 | AWG | Single Phase | 124.6607 | 11.2814 | tamayo |  | 11.28144,124.66068
2026-01-27 | 11:33 | 47-a-e-S-D | F6 | A5 | 2 | 2 | Vertical | CN | 47-a-e-S-D | J5 | 36557 | Open Secondary(OS) | Duplex | 47-a-e-S-D | 15 | Common | 47-a-e-S-B | CN | No | 202501001322 | Techen | 60 | 6 | AWG | 0.5 | 6 | AWG | Single Phase | 124.6607 | 11.2814 | tamayo |  | 11.28144,124.66068
2026-01-27 | 11:36 | 47-a-e-S-E | F6 | A5 | 2 | 2 | Vertical | CN | 47-a-e-S-E | J5 | 36557 | Open Secondary(OS) | Duplex | 47-a-e-S-D | 15 | Common | 47-a-e-S-B | CN | No |  |  |  | 6 | AWG | 0.5 | 6 | AWG | Single Phase | 124.6596 | 11.2801 | tamayo |  | 11.28008,124.65964
2026-01-27 | 11:36 | 47-a-e-S-E | F6 | A5 | 2 | 2 | Vertical | CN | 47-a-e-S-E | J6 | 36557 | Open Secondary(OS) | Duplex | 47-a-e-S-E |  |  |  | CN |  |  |  |  | 6 | AWG | 0.5 | 6 | AWG | Single Phase | 124.6596 | 11.2801 | tamayo |  | 11.28008,124.65964
2026-01-27 | 11:37 | 47-a-e-S-E | F6 | A5 | 2 | 2 | Vertical | CN | 47-a-e-S-E | J6 | 36557 | Open Secondary(OS) | Duplex | 47-a-e-S-E |  |  |  | CN |  | 202501001027 | Techen | 30 | 6 | AWG | 0.5 | 6 | AWG | Single Phase | 124.6596 | 11.2801 | tamayo |  | 11.28008,124.65964
2026-01-27 | 11:37 | 47-a-e-S-E | F6 | A5 | 2 | 2 | Vertical | CN | 47-a-e-S-E | J6 | 36557 | Open Secondary(OS) | Duplex | 47-a-e-S-E |  |  |  | CN |  | 201501001021 | Techen | 30 | 6 | AWG | 0.5 | 6 | AWG | Single Phase | 124.6597 | 11.2805 | tamayo |  | 11.28051,124.65967
2026-01-27 | 11:38 | 47-a-e-S-E | F6 | A5 | 2 | 2 | Vertical | CN | 47-a-e-S-E | J6 | 36557 | Open Secondary(OS) | Duplex | 47-a-e-S-E |  |  |  | CN |  | 202501001025 | Techen | 60 | 6 | AWG | 0.5 | 6 | AWG | Single Phase | 124.6597 | 11.2805 | tamayo |  | 11.28051,124.65967
2026-01-27 | 11:38 | 47-a-e-S-E | F6 | A5 | 2 | 2 | Vertical | CN | 47-a-e-S-E | J6 | 36557 | Open Secondary(OS) | Duplex | 47-a-e-S-E |  |  |  | CN |  | 202501001206 | Techen | 60 | 6 | AWG | 0.5 | 6 | AWG | Single Phase | 124.6597 | 11.2805 | tamayo |  | 11.28051,124.65967
2026-01-27 | 11:39 | 47-a-e-S-E | F6 | A5 | 2 | 2 | Vertical | CN | 47-a-e-S-E | J6 | 36557 | Open Secondary(OS) | Duplex | 47-a-e-S-E |  |  |  | CN |  | 202501001038 | Techen | 60 | 6 | AWG | 0.5 | 6 | AWG | Single Phase | 124.6596 | 11.28 | tamayo |  | 11.28002,124.65959
2026-01-27 | 11:39 | 47-a-e-S-E | F6 | A5 | 2 | 2 | Vertical | CN | 47-a-e-S-E | J6 | 36557 | Open Secondary(OS) | Duplex | 47-a-e-S-E |  |  |  | CN |  | 202501001031 | Techen | 60 | 6 | AWG | 0.5 | 6 | AWG | Single Phase | 124.6596 | 11.28 | tamayo |  | 11.28002,124.65959
2026-01-27 | 11:40 | 47-a-e-S-E | F6 | A5 | 2 | 2 | Vertical | CN | 47-a-e-S-E | J6 | 36557 | Open Secondary(OS) | Duplex | 47-a-e-S-E |  |  |  | CN |  | 202100150247 | Intec | 60 | 6 | AWG | 0.5 | 6 | AWG | Single Phase | 124.6596 | 11.28 | tamayo |  | 11.28002,124.65959
2026-01-27 | 12:03 | 47-a-f | F6 | A5 | 2 | 2 | Vertical | CN | 47-a-f | [18 empty] | Single Phase |  |  | tamayo |  | ,
2026-01-27 | 12:04 | 47-a-f | F6 | A5 | 2 | 2 | Vertical | CN | 47-a-f | J6 | 36557 | Open Secondary(OS) | Duplex | 47-a-f | [8 empty] | 6 | AWG | 0.5 | 6 | AWG | Single Phase |  |  | tamayo |  | ,
2026-01-27 | 12:04 | 47-a-f | F6 | A5 | 2 | 2 | Vertical | CN | 47-a-f | J6 | 36557 | Open Secondary(OS) | Duplex | 47-a-f | [5 empty] | A401216799 | Landis | 30 | 6 | AWG | 0.5 | 6 | AWG | Single Phase |  |  | tamayo |  | ,
2026-01-27 | 12:04 | 47-a-f | F6 | A5 | 2 | 2 | Vertical | CN | 47-a-f | J6 | 36557 | Open Secondary(OS) | Duplex | 47-a-f | [5 empty] | 202100043046 | Intec | 60 | 6 | AWG | 0.5 | 6 | AWG | Single Phase |  |  | tamayo |  | ,
2026-01-27 | 12:06 | 47-a-g | F6 | A5 | 2 | 2 | Vertical | CN | 47-a-g | J6 | 36557 | Open Secondary(OS) | Duplex | 47-a-f | [8 empty] | 6 | AWG | 0.5 | 6 | AWG | Single Phase |  |  | tamayo |  | ,
2026-01-27 | 12:06 | 47-a-g | F6 | A5 | 2 | 2 | Vertical | CN | 47-a-g | J5 | 36557 | Open Secondary(OS) | Duplex | 47-a-g | [8 empty] | 6 | AWG | 0.5 | 6 | AWG | Single Phase |  |  | tamayo |  | ,
2026-01-27 | 12:06 | 47-a-g | F6 | A5 | 2 | 2 | Vertical | CN | 47-a-g | J5 | 36557 | Open Secondary(OS) | Duplex | 47-a-g | [5 empty] | 201700021625 | Intec | 30 | 6 | AWG | 0.5 | 6 | AWG | Single Phase |  |  | tamayo |  | ,
2026-01-27 | 12:07 | 47-a-g | F6 | A5 | 2 | 2 | Vertical | CN | 47-a-g | J5 | 36557 | Open Secondary(OS) | Duplex | 47-a-g | [5 empty] | A151247272 | Landis | 60 | 6 | AWG | 0.5 | 6 | AWG | Single Phase |  |  | tamayo |  | ,
2026-01-27 | 12:08 | 47-a-f-a | F6 | A5 | 2 | 2 | Vertical | CN | 47-a-f-a | J5 | 36557 | Open Secondary(OS) | Duplex | 47-a-g | [8 empty] | 6 | AWG | 0.5 | 6 | AWG | Single Phase | 124.6631 | 11.2919 | tamayo |  | 11.29185,124.6631
2026-01-27 | 12:08 | 47-a-f-a | F6 | A5 | 2 | 2 | Vertical | CN | 47-a-f-a | J5 | 36557 | Open Secondary(OS) | Duplex | 47-a-f-a | [8 empty] | 6 | AWG | 0.5 | 6 | AWG | Single Phase | 124.6632 | 11.2917 | tamayo |  | 11.29171,124.66318
2026-01-27 | 12:09 | 47-a-f-a | F6 | A5 | 2 | 2 | Vertical | CN | 47-a-f-a | J5 | 36557 | Open Secondary(OS) | Duplex | 47-a-f-a | [5 empty] | 201700021625 | Intec | 30 | 6 | AWG | 0.5 | 6 | AWG | Single Phase | 124.6632 | 11.2917 | tamayo |  | 11.29171,124.66318
2026-01-27 | 12:09 | 47-a-f-a | F6 | A5 | 2 | 2 | Vertical | CN | 47-a-f-a | J5 | 36557 | Open Secondary(OS) | Duplex | 47-a-f-a | [5 empty] | A151247272 | Landis | 60 | 6 | AWG | 0.5 | 6 | AWG | Single Phase | 124.6632 | 11.2917 | tamayo |  | 11.29171,124.66318
2026-01-27 | 12:11 | 47-a-f-b | F6 | A5 | 2 | 2 | Vertical | CN | 47-a-f-b | J5 | 36557 | Open Secondary(OS) | Duplex | 47-a-f-a | [8 empty] | 6 | AWG | 0.5 | 6 | AWG | Single Phase | 124.6632 | 11.2917 | tamayo |  | 11.29171,124.66318
2026-01-27 | 12:11 | 47-a-f-b | F6 | A5 | 2 | 2 | Vertical | CN | 47-a-f-b | J6 | 36557 | Open Secondary(OS) | Duplex | 47-a-f-b | [8 empty] | 6 | AWG | 0.5 | 6 | AWG | Single Phase | 124.6633 | 11.2917 | tamayo |  | 11.29165,124.66327
2026-01-27 | 12:13 | 47-a-f-b-A | F6 | A5 | 2 | 2 | Vertical | CN | 47-a-f-b-A | J6 | 36557 | Open Secondary(OS) | Duplex | 47-a-f-b | [8 empty] | 6 | AWG | 0.5 | 6 | AWG | Single Phase | 124.6633 | 11.2917 | tamayo |  | 11.29165,124.66327
2026-01-27 | 12:13 | 47-a-f-b-A | F6 | A5 | 2 | 2 | Vertical | CN | 47-a-f-b-A | J6 | 36557 | Open Secondary(OS) | Duplex | 47-a-f-b-A | [8 empty] | 6 | AWG | 0.5 | 6 | AWG | Single Phase | 124.6633 | 11.2917 | tamayo |  | 11.29165,124.66327
2026-01-27 | 12:13 | 47-a-f-b-A | F6 | A5 | 2 | 2 | Vertical | CN | 47-a-f-b-A | J6 | 36557 | Open Secondary(OS) | Duplex | 47-a-f-b-A | [5 empty] | A151247271 | Landis | 60 | 6 | AWG | 0.5 | 6 | AWG | Single Phase | 124.6634 | 11.2916 | tamayo |  | 11.29162,124.66343
2026-01-27 | 12:14 | 47-a-f-b-A | F6 | A5 | 2 | 2 | Vertical | CN | 47-a-f-b-A | J6 | 36557 | Open Secondary(OS) | Duplex | 47-a-f-b-A | [5 empty] | A151247274 | Landis | 60 | 6 | AWG | 0.5 | 6 | AWG | Single Phase | 124.6634 | 11.2916 | tamayo |  | 11.29162,124.66343
2026-01-27 | 12:14 | 47-a-f-b-A | F6 | A5 | 2 | 2 | Vertical | CN | 47-a-f-b-A | J6 | 36557 | Open Secondary(OS) | Duplex | 47-a-f-b-A | [5 empty] | A151247275 | Landis | 60 | 6 | AWG | 0.5 | 6 | AWG | Single Phase | 124.6634 | 11.2916 | tamayo |  | 11.29162,124.66343
2026-01-27 | 12:14 | 47-a-f-b-A | F6 | A5 | 2 | 2 | Vertical | CN | 47-a-f-b-A | J6 | 36557 | Open Secondary(OS) | Duplex | 47-a-f-b-A | [5 empty] | A151247273 | Landis | 100 | 6 | AWG | 0.5 | 6 | AWG | Single Phase | 124.6634 | 11.2916 | tamayo |  | 11.29162,124.66343
2026-01-27 | 12:15 | 47-a-f-b-A | F6 | A5 | 2 | 2 | Vertical | CN | 47-a-f-b-A | J6 | 36557 | Open Secondary(OS) | Duplex | 47-a-f-b-A | [5 empty] | A211068887 | Landis | 100 | 6 | AWG | 0.5 | 6 | AWG | Single Phase | 124.6635 | 11.2916 | tamayo |  | 11.29162,124.66349
2026-01-27 | 12:15 | 47-a-f-b-A | F6 | A5 | 2 | 2 | Vertical | CN | 47-a-f-b-A | J6 | 36557 | Open Secondary(OS) | Duplex | 47-a-f-b-A | [5 empty] | A401216773 | Landis | 60 | 6 | AWG | 0.5 | 6 | AWG | Single Phase | 124.6635 | 11.2916 | tamayo |  | 11.29162,124.66349
2026-01-27 | 12:15 | 47-a-f-b-A | F6 | A5 | 2 | 2 | Vertical | CN | 47-a-f-b-A | J6 | 36557 | Open Secondary(OS) | Duplex | 47-a-f-b-A | [5 empty] | A221479673 | Landis | 60 | 6 | AWG | 0.5 | 6 | AWG | Single Phase | 124.6635 | 11.2916 | tamayo |  | 11.29162,124.66349
2026-01-27 | 12:16 | 47-a-f-b-A | F6 | A5 | 2 | 2 | Vertical | CN | 47-a-f-b-A | J6 | 36557 | Open Secondary(OS) | Duplex | 47-a-f-b-A | [5 empty] | 12685419 | Enertek | 60 | 6 | AWG | 0.5 | 6 | AWG | Single Phase | 124.6635 | 11.2916 | tamayo |  | 11.29162,124.66349
2026-01-27 | 12:16 | 47-a-f-b-A | F6 | A5 | 2 | 2 | Vertical | CN | 47-a-f-b-A | J6 | 36557 | Open Secondary(OS) | Duplex | 47-a-f-b-A | [5 empty] | 202400047715 | Intec | 60 | 6 | AWG | 0.5 | 6 | AWG | Single Phase | 124.6636 | 11.2917 | tamayo |  | 11.29171,124.66364
2026-01-27 | 12:19 | 47-a-g | F6 | A5 | 2 | 2 | Vertical | CN | 47-a-g | J6 | 36557 | Open Secondary(OS) | Duplex | 47-a-f-b-A | [8 empty] | 6 | AWG | 0.5 | 6 | AWG | Single Phase | 124.6636 | 11.2917 | tamayo |  | 11.29171,124.66364
2026-01-27 | 12:19 | 47-a-g | F6 | A5 | 2 | 2 | Vertical | CN | 47-a-g | J5 | 36557 | Open Secondary(OS) | Duplex | 47-a-g | [8 empty] | 6 | AWG | 0.5 | 6 | AWG | Single Phase | 124.6636 | 11.2917 | tamayo |  | 11.29171,124.66364
2026-01-27 | 12:20 | 47-a-g | F6 | A5 | 2 | 2 | Vertical | CN | 47-a-g | J5 | 36557 | Open Secondary(OS) | Duplex | 47-a-g | [5 empty] | 401216822 | Landis | 30 | 6 | AWG | 0.5 | 6 | AWG | Single Phase | 124.6636 | 11.2917 | tamayo |  | 11.29171,124.66364
2026-01-27 | 12:20 | 47-a-g | F6 | A5 | 2 | 2 | Vertical | CN | 47-a-g | J5 | 36557 | Open Secondary(OS) | Duplex | 47-a-g | [5 empty] | 90221969 | Techen | 30 | 6 | AWG | 0.5 | 6 | AWG | Single Phase | 124.6638 | 11.2919 | tamayo |  | 11.29187,124.66379
2026-01-27 | 12:20 | 47-a-g | F6 | A5 | 2 | 2 | Vertical | CN | 47-a-g | J5 | 36557 | Open Secondary(OS) | Duplex | 47-a-g | [5 empty] | 90351460 | Techen | 30 | 6 | AWG | 0.5 | 6 | AWG | Single Phase | 124.6638 | 11.2919 | tamayo |  | 11.29187,124.66379
2026-01-27 | 12:21 | 47-a-g | F6 | A5 | 2 | 2 | Vertical | CN | 47-a-g | J5 | 36557 | Open Secondary(OS) | Duplex | 47-a-g | [5 empty] | 202100043073 | Intec | 60 | 6 | AWG | 0.5 | 6 | AWG | Single Phase | 124.6638 | 11.2919 | tamayo |  | 11.29187,124.66379
2026-01-27 | 12:21 | 47-a-g | F6 | A5 | 2 | 2 | Vertical | CN | 47-a-g | J5 | 36557 | Open Secondary(OS) | Duplex | 47-a-g | [5 empty] | 354804 | Intec | 60 | 6 | AWG | 0.5 | 6 | AWG | Single Phase | 124.6638 | 11.2919 | tamayo |  | 11.29187,124.66379
2026-01-27 | 12:21 | 47-a-g | F6 | A5 | 2 | 2 | Vertical | CN | 47-a-g | J5 | 36557 | Open Secondary(OS) | Duplex | 47-a-g | [5 empty] | 354811 | Intec | 60 | 6 | AWG | 0.5 | 6 | AWG | Single Phase | 124.6638 | 11.2919 | tamayo |  | 11.29187,124.66379
2026-01-27 | 12:22 | 47-a-g | F6 | A5 | 2 | 2 | Vertical | CN | 47-a-g | J5 | 36557 | Open Secondary(OS) | Duplex | 47-a-g | [5 empty] | 354812 | Intec | 60 | 6 | AWG | 0.5 | 6 | AWG | Single Phase | 124.6638 | 11.2919 | tamayo |  | 11.29188,124.6638
2026-01-27 | 12:22 | 47-a-g | F6 | A5 | 2 | 2 | Vertical | CN | 47-a-g | J5 | 36557 | Open Secondary(OS) | Duplex | 47-a-g | [5 empty] | A151244885 | Landis | 100 | 6 | AWG | 0.5 | 6 | AWG | Single Phase | 124.6638 | 11.2919 | tamayo |  | 11.29188,124.6638
2026-01-27 | 12:22 | 47-a-g | F6 | A5 | 2 | 2 | Vertical | CN | 47-a-g | J5 | 36557 | Open Secondary(OS) | Duplex | 47-a-g | [5 empty] | A091197662 | Landis | 60 | 6 | AWG | 0.5 | 6 | AWG | Single Phase | 124.6638 | 11.2919 | tamayo |  | 11.29188,124.6638
2026-01-27 | 12:22 | 47-a-g | F6 | A5 | 2 | 2 | Vertical | CN | 47-a-g | J5 | 36557 | Open Secondary(OS) | Duplex | 47-a-g | [5 empty] | 202100043078 | Intec | 60 | 6 | AWG | 0.5 | 6 | AWG | Single Phase | 124.6638 | 11.2919 | tamayo |  | 11.29188,124.6638
2026-01-27 | 12:23 | 47-a-g | F6 | A5 | 2 | 2 | Vertical | CN | 47-a-g | J5 | 36557 | Open Secondary(OS) | Duplex | 47-a-g | [5 empty] | A261452566 | Landis | 60 | 6 | AWG | 0.5 | 6 | AWG | Single Phase | 124.6638 | 11.2919 | tamayo |  | 11.29188,124.6638
2026-01-27 | 12:23 | 47-a-g | F6 | A5 | 2 | 2 | Vertical | CN | 47-a-g | J5 | 36557 | Open Secondary(OS) | Duplex | 47-a-g | [5 empty] | A151247276 | Landis | 60 | 6 | AWG | 0.5 | 6 | AWG | Single Phase | 124.6638 | 11.2919 | tamayo |  | 11.29188,124.6638
2026-01-27 | 12:23 | 47-a-g | F6 | A5 | 2 | 2 | Vertical | CN | 47-a-g | J5 | 36557 | Open Secondary(OS) | Duplex | 47-a-g | [5 empty] | A390930015 | Landis | 100 | 6 | AWG | 0.5 | 6 | AWG | Single Phase | 124.6638 | 11.2919 | tamayo |  | 11.29188,124.6638
2026-01-27 | 12:24 | 47-a-g | F6 | A5 | 2 | 2 | Vertical | CN | 47-a-g | J5 | 36557 | Open Secondary(OS) | Duplex | 47-a-g | [5 empty] | 202100043077 | Intec | 60 | 6 | AWG | 0.5 | 6 | AWG | Single Phase | 124.6638 | 11.2919 | tamayo |  | 11.29192,124.66383
2026-01-27 | 12:24 | 47-a-g | F6 | A5 | 2 | 2 | Vertical | CN | 47-a-g | J5 | 36557 | Open Secondary(OS) | Duplex | 47-a-g | [5 empty] | 202100043072 | Intec | 60 | 6 | AWG | 0.5 | 6 | AWG | Single Phase | 124.6638 | 11.2919 | tamayo |  | 11.29192,124.66383
2026-01-27 | 12:24 | 47-a-g | F6 | A5 | 2 | 2 | Vertical | CN | 47-a-g | J5 | 36557 | Open Secondary(OS) | Duplex | 47-a-g | [5 empty] | 202100043076 | Intec | 60 | 6 | AWG | 0.5 | 6 | AWG | Single Phase | 124.6638 | 11.2919 | tamayo |  | 11.29192,124.66383
2026-01-27 | 12:25 | 47-a-g | F6 | A5 | 2 | 2 | Vertical | CN | 47-a-g | J5 | 36557 | Open Secondary(OS) | Duplex | 47-a-g | [5 empty] | 202100043071 | Intec | 30 | 6 | AWG | 0.5 | 6 | AWG | Single Phase | 124.6638 | 11.2919 | tamayo |  | 11.29192,124.66383
2026-01-27 | 12:26 | 47-a-hh | F6 | A5 | 2 | 2 | Vertical | CN | 47-a-h | J5 | 36557 | Open Secondary(OS) | Duplex | 47-a-g | [8 empty] | 6 | AWG | 0.5 | 6 | AWG | Single Phase | 124.6638 | 11.2919 | tamayo |  | 11.29192,124.66383
2026-01-27 | 12:26 | 47-a-hh | F6 | A5 | 2 | 2 | Vertical | CN | 47-a-h | J6 | 36557 | Open Secondary(OS) | Duplex | 47-a-h | [8 empty] | 6 | AWG | 0.5 | 6 | AWG | Single Phase | 124.6638 | 11.2919 | tamayo |  | 11.29192,124.66383
2026-01-27 | 12:27 | 47-a-hh | F6 | A5 | 2 | 2 | Vertical | CN | 47-a-h | J6 | 36557 | Open Secondary(OS) | Duplex | 47-a-h | [5 empty] | 202100043044 | Intec | 60 | 6 | AWG | 0.5 | 6 | AWG | Single Phase | 124.6638 | 11.2919 | tamayo |  | 11.29192,124.66383
2026-01-27 | 12:27 | 47-a-hh | F6 | A5 | 2 | 2 | Vertical | CN | 47-a-h | J6 | 36557 | Open Secondary(OS) | Duplex | 47-a-h | [5 empty] | A151538271 | Landis | 60 | 6 | AWG | 0.5 | 6 | AWG | Single Phase | 124.6638 | 11.2919 | tamayo |  | 11.29192,124.66383
2026-01-27 | 12:27 | 47-a-hh | F6 | A5 | 2 | 2 | Vertical | CN | 47-a-h | J6 | 36557 | Open Secondary(OS) | Duplex | 47-a-h | [5 empty] | 202100043045 | Intec | 60 | 6 | AWG | 0.5 | 6 | AWG | Single Phase | 124.6638 | 11.2919 | tamayo |  | 11.29192,124.66383
2026-01-27 | 12:28 | 47-a-hh | F6 | A5 | 2 | 2 | Vertical | CN | 47-a-h | J6 | 36557 | Open Secondary(OS) | Duplex | 47-a-h | [5 empty] | 202100043075 | Intec | 60 | 6 | AWG | 0.5 | 6 | AWG | Single Phase | 124.6638 | 11.2919 | tamayo |  | 11.29192,124.66383
2026-01-27 | 12:28 | 47-a-hh | F6 | A5 | 2 | 2 | Vertical | CN | 47-a-h | J6 | 36557 | Open Secondary(OS) | Duplex | 47-a-h | [5 empty] | A221480147 | Landis | 30 | 6 | AWG | 0.5 | 6 | AWG | Single Phase | 124.6638 | 11.2919 | tamayo |  | 11.29192,124.66383
2026-01-27 | 12:28 | 47-a-hh | F6 | A5 | 2 | 2 | Vertical | CN | 47-a-h | J6 | 36557 | Open Secondary(OS) | Duplex | 47-a-h | [8 empty] | 6 | AWG | 0.5 | 6 | AWG | Single Phase | 124.6638 | 11.2919 | tamayo |  | 11.29192,124.66383
2026-01-27 | 12:28 | 47-a-hh | F6 | A5 | 2 | 2 | Vertical | CN | 47-a-h | J6 | 36557 | Open Secondary(OS) | Duplex | 47-a-h | [5 empty] | A221480150 | Landis | 60 | 6 | AWG | 0.5 | 6 | AWG | Single Phase | 124.6638 | 11.2919 | tamayo |  | 11.29192,124.66383
2026-01-27 | 12:28 | 47-a-hh | F6 | A5 | 2 | 2 | Vertical | CN | 47-a-h | J6 | 36557 | Open Secondary(OS) | Duplex | 47-a-h | [5 empty] | A151538606 | Landis | 30 | 6 | AWG | 0.5 | 6 | AWG | Single Phase | 124.6638 | 11.2919 | tamayo |  | 11.29192,124.66383
2026-01-27 | 12:29 | 47-a-hh | F6 | A5 | 2 | 2 | Vertical | CN | 47-a-h | J6 | 36557 | Open Secondary(OS) | Duplex | 47-a-h | [5 empty] | A291457420 | Landis | 60 | 6 | AWG | 0.5 | 6 | AWG | Single Phase | 124.6638 | 11.2919 | tamayo |  | 11.29192,124.66383
2026-01-27 | 13:45 | 77-A-b | F6 | C2 | 2 | 2 | Horizontal | CBAN | 77-A-b | [18 empty] | 3 Phase |  |  | tamayo |  | ,
2026-01-27 | 13:45 | 77-A-b | F6 | C2 | 2 | 2 | Horizontal | CBAN | 77-A-b | [18 empty] | 3 Phase |  |  | tamayo |  | ,
2026-01-27 | 13:45 | 77-A-b | F6 | C2 | 2 | 2 | Horizontal | CBAN | 77-A-b | J5 | 36557 | Open Secondary(OS) | Duplex | 77-A-b | [13 empty] | 3 Phase |  |  | tamayo |  | ,
2026-01-27 | 13:46 | 77-A-b | F6 | C2 | 2 | 2 | Horizontal | CBAN | 77-A-b | J5 | 36557 | Open Secondary(OS) | Duplex | 77-A-b | [5 empty] | 202100042702 | Intec | 30 | 6 | AWG | 0.5 | 6 | AWG | 3 Phase |  |  | tamayo |  | ,
2026-01-27 | 13:47 | 77-A-c | F6 | C2 | 2 | 2 | Horizontal | CBAN | 77-A- | J5 | 36557 | Open Secondary(OS) | Duplex | 77-A-b | [8 empty] | 6 | AWG | 0.5 | 6 | AWG | 3 Phase |  |  | tamayo |  | ,
2026-01-27 | 13:48 | 77-A-c | F6 | C2 | 2 | 2 | Horizontal | CBAN | 77-A-c | J6 | 36557 | Open Secondary(OS) | Duplex | 77-A-b | [8 empty] | 6 | AWG | 0.5 | 6 | AWG | 3 Phase |  |  | tamayo |  | ,
2026-01-27 | 13:48 | 77-A-c | F6 | C2 | 2 | 2 | Horizontal | CBAN | 77-A-c | J6 | 36557 | Open Secondary(OS) | Duplex | 77-A-c | [8 empty] | 6 | AWG | 0.5 | 6 | AWG | 3 Phase |  |  | tamayo |  | ,
2026-01-27 | 13:49 | 77-A-c | F6 | C2 | 2 | 2 | Horizontal | CBAN | 77-A-c | J6 | 36557 | Open Secondary(OS) | Duplex | 77-A-c | [5 empty] | A221479651 | Landis | 30 | 6 | AWG | 0.5 | 6 | AWG | 3 Phase | 124.6806 | 11.2998 | tamayo |  | 11.29976,124.68063
2026-01-27 | 13:49 | 77-A-c | F6 | C2 | 2 | 2 | Horizontal | CBAN | 77-A-c | J6 | 36557 | Open Secondary(OS) | Duplex | 77-A-c | [5 empty] | A221479743 | Landis | 60 | 6 | AWG | 0.5 | 6 | AWG | 3 Phase | 124.6806 | 11.2998 | tamayo |  | 11.29976,124.68063
2026-01-27 | 13:49 | 77-A-c | F6 | C2 | 2 | 2 | Horizontal | CBAN | 77-A-c | J6 | 36557 | Open Secondary(OS) | Duplex | 77-A-c | [5 empty] | A261453777 | Landis | 60 | 6 | AWG | 0.5 | 6 | AWG | 3 Phase | 124.6806 | 11.2998 | tamayo |  | 11.29976,124.68063
2026-01-27 | 13:50 | 77-A-c | F6 | C2 | 2 | 2 | Horizontal | CBAN | 77-A-c | J6 | 36557 | Open Secondary(OS) | Duplex | 77-A-c | [5 empty] | 201700024381 | Intec | 60 | 6 | AWG | 0.5 | 6 | AWG | 3 Phase | 124.6806 | 11.2997 | tamayo |  | 11.29969,124.68064
2026-01-27 | 13:50 | 77-A-c | F6 | C2 | 2 | 2 | Horizontal | CBAN | 77-A-c | J6 | 36557 | Open Secondary(OS) | Duplex | 77-A-c | [5 empty] | 201900040666 | Intec | 60 | 6 | AWG | 0.5 | 6 | AWG | 3 Phase | 124.6806 | 11.2997 | tamayo |  | 11.29969,124.68064
2026-01-27 | 13:50 | 77-A-c | F6 | C2 | 2 | 2 | Horizontal | CBAN | 77-A-c | J6 | 36557 | Open Secondary(OS) | Duplex | 77-A-c | [5 empty] | 202200103134 | Intec | 60 | 6 | AWG | 0.5 | 6 | AWG | 3 Phase | 124.6806 | 11.2997 | tamayo |  | 11.29969,124.68064
2026-01-27 | 13:51 | 77-A-c | F6 | C2 | 2 | 2 | Horizontal | CBAN | 77-A-c | J6 | 36557 | Open Secondary(OS) | Duplex | 77-A-c | [5 empty] | 202501003443 | Techen | 60 | 6 | AWG | 0.5 | 6 | AWG | 3 Phase | 124.6806 | 11.2997 | tamayo |  | 11.29969,124.68064
2026-01-27 | 13:53 | 77-A-c-a | F6 | C2 | 2 | 2 | Horizontal | CBAN | 77-A-c-a | J6 | 36557 | Open Secondary(OS) | Duplex | 77-A-c | [8 empty] | 6 | AWG | 0.5 | 6 | AWG | 3 Phase | 124.6806 | 11.2997 | tamayo |  | 11.29969,124.68064
2026-01-27 | 13:53 | 77-A-c-a | F6 | C2 | 2 | 2 | Horizontal | CBAN | 77-A-c-a | J5 | 36557 | Open Secondary(OS) | Duplex | 77-A-c-a | [8 empty] | 6 | AWG | 0.5 | 6 | AWG | 3 Phase | 124.6806 | 11.2997 | tamayo |  | 11.29969,124.68064
2026-01-27 | 13:53 | 77-A-c-a | F6 | C2 | 2 | 2 | Horizontal | CBAN | 77-A-c-a | J5 | 36557 | Open Secondary(OS) | Duplex | 77-A-c-a | [5 empty] | 201700022420 | Intec | 30 | 6 | AWG | 0.5 | 6 | AWG | 3 Phase | 124.6806 | 11.2997 | tamayo |  | 11.29969,124.68064
2026-01-27 | 13:53 | 77-A-c-a | F6 | C2 | 2 | 2 | Horizontal | CBAN | 77-A-c-a | J5 | 36557 | Open Secondary(OS) | Duplex | 77-A-c-a | [5 empty] | 202100042698 | Intec | 30 | 6 | AWG | 0.5 | 6 | AWG | 3 Phase | 124.6806 | 11.2997 | tamayo |  | 11.29969,124.68064
2026-01-27 | 13:54 | 77-A-c-a | F6 | C2 | 2 | 2 | Horizontal | CBAN | 77-A-c-a | J5 | 36557 | Open Secondary(OS) | Duplex | 77-A-c-a | [5 empty] | 202200102639 | Intec | 60 | 6 | AWG | 0.5 | 6 | AWG | 3 Phase | 124.6806 | 11.2997 | tamayo |  | 11.29969,124.68064
2026-01-27 | 13:56 | 77-A-c-b | F6 | C2 | 2 | 2 | Horizontal | CBAN | 77-A-c-b | J5 | 36557 | Open Secondary(OS) | Duplex | 77-A-c-a | [8 empty] | 6 | AWG | 0.5 | 6 | AWG | 3 Phase | 124.6806 | 11.2997 | tamayo |  | 11.29969,124.68064
2026-01-27 | 13:56 | 77-A-c-b | F6 | C2 | 2 | 2 | Horizontal | CBAN | 77-A-c-b | J6 | 36557 | Open Secondary(OS) | Duplex | 77-A-c-b | [8 empty] | 6 | AWG | 0.5 | 6 | AWG | 3 Phase | 124.6806 | 11.2997 | tamayo |  | 11.29969,124.68064
2026-01-27 | 13:57 | 77-A-c-b | F6 | C2 | 2 | 2 | Horizontal | CBAN | 77-A-c-b | J6 | 36557 | Open Secondary(OS) | Duplex | 77-A-c-b | [5 empty] | 90222235 | Techen | 30 | 6 | AWG | 0.5 | 6 | AWG | 3 Phase | 124.6806 | 11.2997 | tamayo |  | 11.29969,124.68064
2026-01-27 | 13:57 | 77-A-c-b | F6 | C2 | 2 | 2 | Horizontal | CBAN | 77-A-c-b | J6 | 36557 | Open Secondary(OS) | Duplex | 77-A-c-b | [5 empty] | 202100042691 | Intec | 100 | 6 | AWG | 0.5 | 6 | AWG | 3 Phase | 124.6806 | 11.2997 | tamayo |  | 11.29969,124.68064
2026-01-27 | 13:57 | 77-A-c-b | F6 | C2 | 2 | 2 | Horizontal | CBAN | 77-A-c-b | J6 | 36557 | Open Secondary(OS) | Duplex | 77-A-c-b | [5 empty] | 201900036885 | Intec | 100 | 6 | AWG | 0.5 | 6 | AWG | 3 Phase | 124.6806 | 11.2997 | tamayo |  | 11.29969,124.68064
2026-01-27 | 13:58 | 77-A-c-b | F6 | C2 | 2 | 2 | Horizontal | CBAN | 77-A-c-b | J6 | 36557 | Open Secondary(OS) | Duplex | 77-A-c-b | [5 empty] | 201900040307 | Intec | 60 | 6 | AWG | 0.5 | 6 | AWG | 3 Phase | 124.6805 | 11.3008 | tamayo |  | 11.30077,124.68047
2026-01-27 | 13:58 | 77-A-c-b | F6 | C2 | 2 | 2 | Horizontal | CBAN | 77-A-c-b | J6 | 36557 | Open Secondary(OS) | Duplex | 77-A-c-b | [5 empty] | 202200098693 | Intec | 60 | 6 | AWG | 0.5 | 6 | AWG | 3 Phase | 124.6805 | 11.3008 | tamayo |  | 11.30077,124.68047
2026-01-27 | 13:58 | 77-A-c-b | F6 | C2 | 2 | 2 | Horizontal | CBAN | 77-A-c-b | J6 | 36557 | Open Secondary(OS) | Duplex | 77-A-c-b | [5 empty] | 202200098691 | Intec | 60 | 6 | AWG | 0.5 | 6 | AWG | 3 Phase | 124.6805 | 11.3008 | tamayo |  | 11.30077,124.68047
2026-01-27 | 13:59 | 77-A-c-b | F6 | C2 | 2 | 2 | Horizontal | CBAN | 77-A-c-b | J6 | 36557 | Open Secondary(OS) | Duplex | 77-A-c-b | [5 empty] | 202100042689 | Intec | 60 | 6 | AWG | 0.5 | 6 | AWG | 3 Phase | 124.6805 | 11.3008 | tamayo |  | 11.30077,124.68047
2026-01-27 | 13:59 | 77-A-c-b | F6 | C2 | 2 | 2 | Horizontal | CBAN | 77-A-c-b | J6 | 36557 | Open Secondary(OS) | Duplex | 77-A-c-b | [5 empty] | 202100042685 | Intec | 60 | 6 | AWG | 0.5 | 6 | AWG | 3 Phase | 124.6805 | 11.3008 | tamayo |  | 11.30077,124.68047
2026-01-27 | 13:59 | 77-A-c-b | F6 | C2 | 2 | 2 | Horizontal | CBAN | 77-A-c-b | J6 | 36557 | Open Secondary(OS) | Duplex | 77-A-c-b | [5 empty] | 202100042690 | Intec | 60 | 6 | AWG | 0.5 | 6 | AWG | 3 Phase | 124.6805 | 11.3008 | tamayo |  | 11.30077,124.68047
2026-01-27 | 14:00 | 77-A-c-b | F6 | C2 | 2 | 2 | Horizontal | CBAN | 77-A-c-b | J6 | 36557 | Open Secondary(OS) | Duplex | 77-A-c-b | [5 empty] | 202100042686 | Intec | 60 | 6 | AWG | 0.5 | 6 | AWG | 3 Phase | 124.6805 | 11.3008 | tamayo |  | 11.30077,124.68047
2026-01-27 | 14:00 | 77-A-c-b | F6 | C2 | 2 | 2 | Horizontal | CBAN | 77-A-c-b | J6 | 36557 | Open Secondary(OS) | Duplex | 77-A-c-b | [5 empty] | 202200098695 | Intec | 60 | 6 | AWG | 0.5 | 6 | AWG | 3 Phase | 124.6805 | 11.3008 | tamayo |  | 11.30077,124.68047
2026-01-27 | 14:00 | 77-A-c-b | F6 | C2 | 2 | 2 | Horizontal | CBAN | 77-A-c-b | J6 | 36557 | Open Secondary(OS) | Duplex | 77-A-c-b | [5 empty] | 202100042696 | Intec | 100 | 6 | AWG | 0.5 | 6 | AWG | 3 Phase | 124.6805 | 11.3008 | tamayo |  | 11.30077,124.68047
2026-01-27 | 14:00 | 77-A-c-b | F6 | C2 | 2 | 2 | Horizontal | CBAN | 77-A-c-b | J6 | 36557 | Open Secondary(OS) | Duplex | 77-A-c-b | [5 empty] | 201900036883 | Intec | 100 | 6 | AWG | 0.5 | 6 | AWG | 3 Phase | 124.6805 | 11.3008 | tamayo |  | 11.30077,124.68047
2026-01-27 | 14:01 | 77-A-c-b | F6 | C2 | 2 | 2 | Horizontal | CBAN | 77-A-c-b | J6 | 36557 | Open Secondary(OS) | Duplex | 77-A-c-b | [5 empty] | 201900037688 | Intec | 60 | 6 | AWG | 0.5 | 6 | AWG | 3 Phase | 124.6805 | 11.3008 | tamayo |  | 11.30077,124.68047
2026-01-27 | 14:01 | 77-A-c-b | F6 | C2 | 2 | 2 | Horizontal | CBAN | 77-A-c-b | J6 | 36557 | Open Secondary(OS) | Duplex | 77-A-c-b | [5 empty] | 202100042693 | Intec | 60 | 6 | AWG | 0.5 | 6 | AWG | 3 Phase | 124.6805 | 11.3008 | tamayo |  | 11.30077,124.68047
2026-01-27 | 14:01 | 77-A-c-b | F6 | C2 | 2 | 2 | Horizontal | CBAN | 77-A-c-b | J6 | 36557 | Open Secondary(OS) | Duplex | 77-A-c-b | [5 empty] | 202100042687 | Intec | 100 | 6 | AWG | 0.5 | 6 | AWG | 3 Phase | 124.6805 | 11.3008 | tamayo |  | 11.30077,124.68047
2026-01-27 | 14:02 | 77-A-c-b | F6 | C2 | 2 | 2 | Horizontal | CBAN | 77-A-c-b | J6 | 36557 | Open Secondary(OS) | Duplex | 77-A-c-b | [5 empty] | 202100042695 | Intec | 60 | 6 | AWG | 0.5 | 6 | AWG | 3 Phase | 124.6805 | 11.3008 | tamayo |  | 11.30077,124.68047
2026-01-27 | 14:02 | 77-A-c-b | F6 | C2 | 2 | 2 | Horizontal | CBAN | 77-A-c-b | J6 | 36557 | Open Secondary(OS) | Duplex | 77-A-c-b | [5 empty] | 202100042692 | Intec | 60 | 6 | AWG | 0.5 | 6 | AWG | 3 Phase | 124.6805 | 11.3008 | tamayo |  | 11.30077,124.68047
2026-01-27 | 14:02 | 77-A-c-b | F6 | C2 | 2 | 2 | Horizontal | CBAN | 77-A-c-b | J6 | 36557 | Open Secondary(OS) | Duplex | 77-A-c-b | [5 empty] | 201900039860 | Intec | 60 | 6 | AWG | 0.5 | 6 | AWG | 3 Phase | 124.6805 | 11.3008 | tamayo |  | 11.30077,124.68047
2026-01-27 | 14:03 | 77-A-c-b | F6 | C2 | 2 | 2 | Horizontal | CBAN | 77-A-c-b | J6 | 36557 | Open Secondary(OS) | Duplex | 77-A-c-b | [5 empty] | 202100042697 | Intec | 100 | 6 | AWG | 0.5 | 6 | AWG | 3 Phase | 124.6805 | 11.3008 | tamayo |  | 11.30077,124.68047
2026-01-27 | 14:04 | 77-A-c-b | F6 | C2 | 2 | 2 | Horizontal | CBAN | 77-A-c-b | J6 | 36557 | Open Secondary(OS) | Duplex | 77-A-c-b | [5 empty] | 202000117265 | Intec | 60 | 6 | AWG | 0.5 | 6 | AWG | 3 Phase | 124.6805 | 11.3008 | tamayo |  | 11.30077,124.68047
2026-01-27 | 14:04 | 77-A-c-b | F6 | C2 | 2 | 2 | Horizontal | CBAN | 77-A-c-b | J6 | 36557 | Open Secondary(OS) | Duplex | 77-A-c-b | [5 empty] | 201900040075 | Intec | 100 | 6 | AWG | 0.5 | 6 | AWG | 3 Phase | 124.6805 | 11.3008 | tamayo |  | 11.30077,124.68047
2026-01-27 | 14:04 | 77-A-c-b | F6 | C2 | 2 | 2 | Horizontal | CBAN | 77-A-c-b | J6 | 36557 | Open Secondary(OS) | Duplex | 77-A-c-b | [5 empty] | 202200101398 | Intec | 60 | 6 | AWG | 0.5 | 6 | AWG | 3 Phase | 124.6805 | 11.3008 | tamayo |  | 11.30077,124.68047
2026-01-27 | 14:04 | 77-A-c-b | F6 | C2 | 2 | 2 | Horizontal | CBAN | 77-A-c-b | J6 | 36557 | Open Secondary(OS) | Duplex | 77-A-c-b | [5 empty] | 202100042694 | Intec | 60 | 6 | AWG | 0.5 | 6 | AWG | 3 Phase | 124.6805 | 11.3008 | tamayo |  | 11.30077,124.68047
2026-01-27 | 14:05 | 77-A-c-b | F6 | C2 | 2 | 2 | Horizontal | CBAN | 77-A-c-b | J6 | 36557 | Open Secondary(OS) | Duplex | 77-A-c-b | [5 empty] | 202100042688 | Intec | 100 | 6 | AWG | 0.5 | 6 | AWG | 3 Phase | 124.6805 | 11.3008 | tamayo |  | 11.30077,124.68047
2026-01-27 | 13:24 | 77-A | F6 | C2 | 2 | 2 | Horizontal | ABCN | 77-A | [18 empty] | 3 Phase |  |  | tamayo |  | ,
2026-01-27 | 13:25 | 77-A | F6 | C2 | 2 | 2 | Horizontal | ABCN | 77-A | [18 empty] | 3 Phase |  |  | tamayo |  | ,
2026-01-27 | 13:25 | 77-A | F6 | C2 | 2 | 2 | Horizontal | ABCN | 77-A | J6 | 36557 | Open Secondary(OS) | Duplex | 77-A | [13 empty] | 3 Phase |  |  | tamayo |  | ,
2026-01-27 | 13:26 | 77-A | F6 | C2 | 2 | 2 | Horizontal | ABCN | 77-A | J6 | 36557 | Open Secondary(OS) | Duplex | 77-A | [5 empty] | 201700022859 | Intec | 30 | 6 | AWG | 0.5 | 6 | AWG | 3 Phase |  |  | tamayo |  | ,
2026-01-27 | 13:26 | 77-A | F6 | C2 | 2 | 2 | Horizontal | ABCN | 77-A | J6 | 36557 | Open Secondary(OS) | Duplex | 77-A | [5 empty] | A221473945 | Landis | 30 | 6 | AWG | 0.5 | 6 | AWG | 3 Phase |  |  | tamayo |  | ,
2026-01-27 | 13:27 | 77-A | F6 | C2 | 2 | 2 | Horizontal | ABCN | 77-A | J6 | 36557 | Open Secondary(OS) | Duplex | 77-A | [5 empty] | A221473946 | Landis | 60 | 6 | AWG | 0.5 | 6 | AWG | 3 Phase |  |  | tamayo |  | ,
2026-01-27 | 13:27 | 77-A | F6 | C2 | 2 | 2 | Horizontal | ABCN | 77-A | J6 | 36557 | Open Secondary(OS) | Duplex | 77-A | [5 empty] | A221473951 | Landis | 60 | 6 | AWG | 0.5 | 6 | AWG | 3 Phase |  |  | tamayo |  | ,
2026-01-27 | 13:29 | 77-A-B | F6 | C2 | 2 | 2 | Horizontal | ABCN | 77-A-B | J6 | 36557 | Open Secondary(OS) | Duplex | 77-A | [8 empty] | 6 | AWG | 0.5 | 6 | AWG | 3 Phase |  |  | tamayo |  | ,
2026-01-27 | 13:29 | 77-A-B | F6 | C2 | 2 | 2 | Horizontal | ABCN | 77-A-B | J6 | 36557 | Open Secondary(OS) | Duplex | 77-A-B | [8 empty] | 6 | AWG | 0.5 | 6 | AWG | 3 Phase |  |  | tamayo |  | ,
2026-01-27 | 13:29 | 77-A-B | F6 | C2 | 2 | 2 | Horizontal | ABCN | 77-A-B | J6 | 36557 | Open Secondary(OS) | Duplex | 77-A-B | [5 empty] | 201700019951 | Intec | 30 | 6 | AWG | 0.5 | 6 | AWG | 3 Phase |  |  | tamayo |  | ,
2026-01-27 | 13:30 | 77-A-B | F6 | C2 | 2 | 2 | Horizontal | ABCN | 77-A-B | J6 | 36557 | Open Secondary(OS) | Duplex | 77-A-B | [5 empty] | A01714563 | Landis | 30 | 6 | AWG | 0.5 | 6 | AWG | 3 Phase |  |  | tamayo |  | ,
2026-01-27 | 13:30 | 77-A-B | F6 | C2 | 2 | 2 | Horizontal | ABCN | 77-A-B | J6 | 36557 | Open Secondary(OS) | Duplex | 77-A-B | [5 empty] | A221473944 | Landis | 60 | 6 | AWG | 0.5 | 6 | AWG | 3 Phase |  |  | tamayo |  | ,
2026-01-27 | 13:30 | 77-A-B | F6 | C2 | 2 | 2 | Horizontal | ABCN | 77-A-B | J6 | 36557 | Open Secondary(OS) | Duplex | 77-A-B | [5 empty] | A221473949 | Landis | 60 | 6 | AWG | 0.5 | 6 | AWG | 3 Phase |  |  | tamayo |  | ,
2026-01-27 | 13:31 | 77-A-B | F6 | C2 | 2 | 2 | Horizontal | ABCN | 77-A-B | J6 | 36557 | Open Secondary(OS) | Duplex | 77-A-B | [5 empty] | A221473950 | Landis | 30 | 6 | AWG | 0.5 | 6 | AWG | 3 Phase |  |  | tamayo |  | ,
2026-01-27 | 13:31 | 77-A-B | F6 | C2 | 2 | 2 | Horizontal | ABCN | 77-A-B | J6 | 36557 | Open Secondary(OS) | Duplex | 77-A-B | [5 empty] | A221473943 | Landis | 60 | 6 | AWG | 0.5 | 6 | AWG | 3 Phase |  |  | tamayo |  | ,
2026-01-27 | 13:31 | 77-A-B | F6 | C2 | 2 | 2 | Horizontal | ABCN | 77-A-B | J6 | 36557 | Open Secondary(OS) | Duplex | 77-A-B | [5 empty] | 201700019950 | Intec | 60 | 6 | AWG | 0.5 | 6 | AWG | 3 Phase |  |  | tamayo |  | ,
2026-01-27 | 13:32 | 77-A-B | F6 | C2 | 2 | 2 | Horizontal | ABCN | 77-A-B | J6 | 36557 | Open Secondary(OS) | Duplex | 77-A-B | [5 empty] | A251259132 | Landis | 60 | 6 | AWG | 0.5 | 6 | AWG | 3 Phase |  |  | tamayo |  | ,
2026-01-27 | 14:13 | 46 | F6 | C1 | 2 | 2 | Horizontal | CBAN | 46 | [18 empty] | 3 Phase |  |  | tamayo |  | ,
2026-01-27 | 14:13 | 46 | F6 | C1 | 2 | 2 | Horizontal | CBAN | 46 | [18 empty] | 3 Phase |  |  | tamayo |  | ,
2026-01-27 | 14:14 | 46 | F6 | C1 | 2 | 2 | Horizontal | CBAN | 46 | J5 | 36557 | Under Built(UB) | Bare | 46 | [13 empty] | 3 Phase | 124.6603 | 11.2943 | tamayo |  | 11.29429,124.66032
2026-01-27 | 14:14 | 46 | F6 | C1 | 2 | 2 | Horizontal | CBAN | 46 | J5 | 36557 | Under Built(UB) | Bare | 46 | [5 empty] | 202100043054 | Intec | 100 | [5 empty] | 3 Phase | 124.6603 | 11.2943 | tamayo |  | 11.29429,124.66032
2026-01-27 | 14:14 | 46 | F6 | C1 | 2 | 2 | Horizontal | CBAN | 46 | J5 | 36557 | Under Built(UB) | Bare | 46 | [5 empty] | 201900040178 | Intec | 100 | [5 empty] | 3 Phase | 124.6603 | 11.2943 | tamayo |  | 11.29429,124.66032
2026-01-27 | 14:17 | 45 | F6 | C2 | 2 | 2 | Horizontal | CBAN | 45 | J5 | 36557 | Under Built(UB) | Bare | 46 | [13 empty] | 3 Phase | 124.6603 | 11.2943 | tamayo |  | 11.29429,124.66032
2026-01-27 | 14:19 | 45 | F6 | C2 | 2 | 2 | Horizontal | CBAN | 45 | J6 | 36557 | Under Built(UB) | Bare | 45 | [8 empty] | 6 | AWG | 0.5 | 6 | AWG | 3 Phase | 124.6602 | 11.2942 | tamayo |  | 11.29418,124.66022
2026-01-27 | 14:19 | 45 | F6 | C2 | 2 | 2 | Horizontal | CBAN | 45 | J6 | 36557 | Under Built(UB) | Bare | 45 | [5 empty] | A351059439 | Landis | 60 | 6 | AWG | 0.5 | 6 | AWG | 3 Phase | 124.6602 | 11.2942 | tamayo |  | 11.29418,124.66022
2026-01-27 | 14:19 | 45 | F6 | C2 | 2 | 2 | Horizontal | CBAN | 45 | J6 | 36557 | Under Built(UB) | Bare | 45 | [5 empty] | 202100043057 | Intec | 60 | 6 | AWG | 0.5 | 6 | AWG | 3 Phase | 124.6602 | 11.2942 | tamayo |  | 11.29418,124.66022
2026-01-27 | 14:20 | 45 | F6 | C2 | 2 | 2 | Horizontal | CBAN | 45 | J6 | 36557 | Under Built(UB) | Bare | 45 | [5 empty] | 202400047157 | Intec | 100 | 6 | AWG | 0.5 | 6 | AWG | 3 Phase | 124.6602 | 11.2942 | tamayo |  | 11.29418,124.66022
2026-01-27 | 14:20 | 45 | F6 | C2 | 2 | 2 | Horizontal | CBAN | 45 | J6 | 36557 | Under Built(UB) | Bare | 45 | [5 empty] | A411111182 | Landis | 60 | 6 | AWG | 0.5 | 6 | AWG | 3 Phase | 124.6602 | 11.2942 | tamayo |  | 11.29418,124.66022
2026-01-27 | 14:20 | 45 | F6 | C2 | 2 | 2 | Horizontal | CBAN | 45 | J6 | 36557 | Under Built(UB) | Bare | 45 | [5 empty] | A151244230 | Landis | 100 | 6 | AWG | 0.5 | 6 | AWG | 3 Phase | 124.6602 | 11.2942 | tamayo |  | 11.29419,124.66016
2026-01-27 | 14:21 | 45 | F6 | C2 | 2 | 2 | Horizontal | CBAN | 45 | J6 | 36557 | Under Built(UB) | Bare | 45 | [5 empty] | A351060502 | Landis | 60 | 6 | AWG | 0.5 | 6 | AWG | 3 Phase | 124.6602 | 11.2942 | tamayo |  | 11.29419,124.66016
2026-01-27 | 14:21 | 45 | F6 | C2 | 2 | 2 | Horizontal | CBAN | 45 | J6 | 36557 | Under Built(UB) | Bare | 45 | [5 empty] | A251121936 | Landis | 60 | 6 | AWG | 0.5 | 6 | AWG | 3 Phase | 124.6602 | 11.2942 | tamayo |  | 11.29419,124.66016
2026-01-27 | 14:21 | 45 | F6 | C2 | 2 | 2 | Horizontal | CBAN | 45 | J6 | 36557 | Under Built(UB) | Bare | 45 | [5 empty] | A081437751 | Landis | 100 | 6 | AWG | 0.5 | 6 | AWG | 3 Phase | 124.6602 | 11.2942 | tamayo |  | 11.29419,124.66016
2026-01-27 | 14:22 | 45 | F6 | C2 | 2 | 2 | Horizontal | CBAN | 45 | J6 | 36557 | Under Built(UB) | Bare | 45 | [5 empty] | 20234190 | Techen | 100 | 6 | AWG | 0.5 | 6 | AWG | 3 Phase | 124.6602 | 11.2942 | tamayo |  | 11.29419,124.66016
2026-01-27 | 14:22 | 45 | F6 | C2 | 2 | 2 | Horizontal | CBAN | 45 | J6 | 36557 | Under Built(UB) | Bare | 45 | [5 empty] | A221474720 | Landis | 60 | 6 | AWG | 0.5 | 6 | AWG | 3 Phase | 124.6602 | 11.2942 | tamayo |  | 11.29419,124.66016
2026-01-27 | 14:22 | 45 | F6 | C2 | 2 | 2 | Horizontal | CBAN | 45 | J6 | 36557 | Under Built(UB) | Bare | 45 | [5 empty] | A221474722 | Landis | 60 | 6 | AWG | 0.5 | 6 | AWG | 3 Phase | 124.6602 | 11.2942 | tamayo |  | 11.29419,124.66016
2026-01-27 | 14:23 | 45 | F6 | C2 | 2 | 2 | Horizontal | CBAN | 45 | J6 | 36557 | Under Built(UB) | Bare | 45 | [5 empty] | A221474634 | Landis | 100 | 6 | AWG | 0.5 | 6 | AWG | 3 Phase | 124.6602 | 11.2942 | tamayo |  | 11.29419,124.66016
2026-01-27 | 14:23 | 45 | F6 | C2 | 2 | 2 | Horizontal | CBAN | 45 | J6 | 36557 | Under Built(UB) | Bare | 45 | [5 empty] | 201900040616 | Intec | 100 | 6 | AWG | 0.5 | 6 | AWG | 3 Phase | 124.6602 | 11.2942 | tamayo |  | 11.29419,124.66016
2026-01-27 | 14:23 | 45 | F6 | C2 | 2 | 2 | Horizontal | CBAN | 45 | J6 | 36557 | Under Built(UB) | Bare | 45 | [5 empty] | A221474639 | Landis | 60 | 6 | AWG | 0.5 | 6 | AWG | 3 Phase | 124.6602 | 11.2942 | tamayo |  | 11.29419,124.66016
2026-01-27 | 14:23 | 45 | F6 | C2 | 2 | 2 | Horizontal | CBAN | 45 | J6 | 36557 | Under Built(UB) | Bare | 45 | [5 empty] | A261452240 | Landis | 60 | 6 | AWG | 0.5 | 6 | AWG | 3 Phase | 124.6602 | 11.2942 | tamayo |  | 11.29419,124.66016
2026-01-27 | 14:24 | 45 | F6 | C2 | 2 | 2 | Horizontal | CBAN | 45 | J6 | 36557 | Under Built(UB) | Bare | 45 | [5 empty] | 202501002773 | Techen | 100 | 6 | AWG | 0.5 | 6 | AWG | 3 Phase | 124.66 | 11.2942 | tamayo |  | 11.2942,124.66003
2026-01-27 | 14:24 | 45 | F6 | C2 | 2 | 2 | Horizontal | CBAN | 45 | J6 | 36557 | Under Built(UB) | Bare | 45 | [5 empty] | 488607 | Techen | 60 | 6 | AWG | 0.5 | 6 | AWG | 3 Phase | 124.66 | 11.2942 | tamayo |  | 11.2942,124.66003
2026-01-28 | 9:20 | 133 | F1 | C3 | 2 | 2 | Vertical | ABCN | 133 | [18 empty] | 3 Phase |  |  | tamqyo |  | ,
2026-01-28 | 9:21 | 133 | F1 | C3 | 2 | 2 | Vertical | ABCN | 133 | J6 | 36557 | Under Built(UB) | Bare | 133 | [8 empty] | 6 | AWG | 0.5 | 6 | AWG | 3 Phase |  |  | tamqyo |  | ,
2026-01-28 | 9:21 | 133 | F1 | C3 | 2 | 2 | Vertical | ABCN | 133 | J6 | 36557 | Under Built(UB) | Bare | 133 | [5 empty] | A391084516 | Landis | 30 | 6 | AWG | 0.5 | 6 | AWG | 3 Phase |  |  | tamqyo |  | ,
2026-01-28 | 9:22 | 133 | F1 | C3 | 2 | 2 | Vertical | ABCN | 133 | J6 | 36557 | Under Built(UB) | Bare | 133 | [5 empty] | A451022851 | Landis | 60 | 6 | AWG | 0.5 | 6 | AWG | 3 Phase |  |  | tamqyo |  | ,
2026-01-28 | 9:22 | 133 | F1 | C3 | 2 | 2 | Vertical | ABCN | 133 | J6 | 36557 | Under Built(UB) | Bare | 133 | [5 empty] | A451022856 | Landis | 30 | 6 | AWG | 0.5 | 6 | AWG | 3 Phase |  |  | tamqyo |  | ,
2026-01-28 | 9:22 | 133 | F1 | C3 | 2 | 2 | Vertical | ABCN | 133 | J6 | 36557 | Under Built(UB) | Bare | 133 | [5 empty] | A451022850 | Landis | 60 | 6 | AWG | 0.5 | 6 | AWG | 3 Phase |  |  | tamqyo |  | ,
2026-01-28 | 9:23 | 133 | F1 | C3 | 2 | 2 | Vertical | ABCN | 133 | J6 | 36557 | Under Built(UB) | Bare | 133 | [5 empty] | A261452011 | Landis | 60 | 6 | AWG | 0.5 | 6 | AWG | 3 Phase |  |  | tamqyo |  | ,
2026-01-28 | 9:23 | 133 | F1 | C3 | 2 | 2 | Vertical | ABCN | 133 | J6 | 36557 | Under Built(UB) | Bare | 133 | [5 empty] | A221474692 | Landis |  | 6 | AWG | 0.5 | 6 | AWG | 3 Phase |  |  | tamqyo |  | ,
2026-01-28 | 9:23 | 133 | F1 | C3 | 2 | 2 | Vertical | ABCN | 133 | J6 | 36557 | Under Built(UB) | Bare | 133 | [5 empty] | A221474692 | Landis | 60 | 6 | AWG | 0.5 | 6 | AWG | 3 Phase |  |  | tamqyo |  | ,
2026-01-28 | 9:24 | 133 | F1 | C3 | 2 | 2 | Vertical | ABCN | 133 | J6 | 36557 | Under Built(UB) | Bare | 133 | [5 empty] | A151535426 | Landis | 30 | 6 | AWG | 0.5 | 6 | AWG | 3 Phase |  |  | tamqyo |  | ,
2026-01-28 | 9:24 | 133 | F1 | C3 | 2 | 2 | Vertical | ABCN | 133 | J6 | 36557 | Under Built(UB) | Bare | 133 | [5 empty] | 202000119396 | Intec | 60 | 6 | AWG | 0.5 | 6 | AWG | 3 Phase |  |  | tamqyo |  | ,
2026-01-28 | 9:25 | 133 | F1 | C3 | 2 | 2 | Vertical | ABCN | 133 | J6 | 36557 | Under Built(UB) | Bare | 133 | [5 empty] | 202100151152 | Intec | 60 | 6 | AWG | 0.5 | 6 | AWG | 3 Phase |  |  | tamqyo |  | ,
2026-01-28 | 9:25 | 133 | F1 | C3 | 2 | 2 | Vertical | ABCN | 133 | J6 | 36557 | Under Built(UB) | Bare | 133 | [5 empty] | A151537359 | Landis | 60 | 6 | AWG | 0.5 | 6 | AWG | 3 Phase |  |  | tamqyo |  | ,
2026-01-28 | 9:33 | 133-1 | F1 | C2 | 2 | 2 | Horizontal | ABCN | 133-1 | [13 empty] | 6 | AWG | 0.5 | 6 | AWG | 3 Phase | 124.6937 | 11.3008 | tamqyo |  | 11.30082,124.69366
2026-01-28 | 9:33 | 133-1 | F1 | C2 | 2 | 2 | Horizontal | ABCN | 133-1 | J5 | 36557 | Under Built(UB) | Bare | 133-1 | [8 empty] | 6 | AWG | 0.5 | 6 | AWG | 3 Phase | 124.6937 | 11.3008 | tamqyo |  | 11.30082,124.69366
2026-01-28 | 9:34 | 133-1 | F1 | C2 | 2 | 2 | Horizontal | ABCN | 133-1 | J5 | 36557 | Under Built(UB) | Bare | 133-1 | [5 empty] | A251260190 | Landis | 30 | 6 | AWG | 0.5 | 6 | AWG | 3 Phase | 124.6937 | 11.3008 | tamqyo |  | 11.30082,124.69366
2026-01-28 | 9:34 | 133-1 | F1 | C2 | 2 | 2 | Horizontal | ABCN | 133-1 | J5 | 36557 | Under Built(UB) | Bare | 133-1 | [5 empty] | A251260184 | Landis | 30 | 6 | AWG | 0.5 | 6 | AWG | 3 Phase | 124.6937 | 11.3008 | tamqyo |  | 11.30082,124.69366
2026-01-28 | 9:35 | 133-1 | F1 | C2 | 2 | 2 | Horizontal | ABCN | 133-1 | J5 | 36557 | Under Built(UB) | Bare | 133-1 | [5 empty] | A351059695 | Landis | 30 | 6 | AWG | 0.5 | 6 | AWG | 3 Phase | 124.6937 | 11.3008 | tamqyo |  | 11.30082,124.69366
2026-01-28 | 9:36 | 133-1 | F1 | C2 | 2 | 2 | Horizontal | ABCN | 133-1 | J5 | 36557 | Under Built(UB) | Bare | 133-1 | [5 empty] | A381111053 | Landis | 60 | 6 | AWG | 0.5 | 6 | AWG | 3 Phase | 124.6937 | 11.3008 | tamqyo |  | 11.30082,124.69366
2026-01-28 | 9:36 | 133-1 | F1 | C2 | 2 | 2 | Horizontal | ABCN | 133-1 | J5 | 36557 | Under Built(UB) | Bare | 133-1 | [5 empty] | A451022852 | Landis | 60 | 6 | AWG | 0.5 | 6 | AWG | 3 Phase | 124.6937 | 11.3008 | tamqyo |  | 11.30082,124.69366
2026-01-28 | 9:37 | 133-1 | F1 | C2 | 2 | 2 | Horizontal | ABCN | 133-1 | J5 | 36557 | Under Built(UB) | Bare | 133-1 | [5 empty] | A391084512 | Landis | 60 | 6 | AWG | 0.5 | 6 | AWG | 3 Phase | 124.6937 | 11.3008 | tamqyo |  | 11.30082,124.69366
2026-01-28 | 9:37 | 133-1 | F1 | C2 | 2 | 2 | Horizontal | ABCN | 133-1 | J5 | 36557 | Under Built(UB) | Bare | 133-1 | [5 empty] | A451022853 | Landis | 30 | 6 | AWG | 0.5 | 6 | AWG | 3 Phase | 124.6937 | 11.3008 | tamqyo |  | 11.30082,124.69366
2026-01-28 | 9:37 | 133-1 | F1 | C2 | 2 | 2 | Horizontal | ABCN | 133-1 | J5 | 36557 | Under Built(UB) | Bare | 133-1 | [5 empty] | 201900064830 | Intec | 60 | 6 | AWG | 0.5 | 6 | AWG | 3 Phase | 124.6937 | 11.3008 | tamqyo |  | 11.30082,124.69366
2026-01-28 | 9:38 | 133-1 | F1 | C2 | 2 | 2 | Horizontal | ABCN | 133-1 | J5 | 36557 | Under Built(UB) | Bare | 133-1 | [5 empty] | A151537153 | Landis | 60 | 6 | AWG | 0.5 | 6 | AWG | 3 Phase | 124.6937 | 11.3008 | tamqyo |  | 11.30082,124.69366
2026-01-28 | 9:38 | 133-1 | F1 | C2 | 2 | 2 | Horizontal | ABCN | 133-1 | J5 | 36557 | Under Built(UB) | Bare | 133-1 | [5 empty] | A451022855 | Landis | 60 | 6 | AWG | 0.5 | 6 | AWG | 3 Phase | 124.6937 | 11.3008 | tamqyo |  | 11.30082,124.69366
2026-01-28 | 9:38 | 133-1 | F1 | C2 | 2 | 2 | Horizontal | ABCN | 133-1 | J5 | 36557 | Under Built(UB) | Bare | 133-1 | [5 empty] | A251260152 | Landis | 30 | 6 | AWG | 0.5 | 6 | AWG | 3 Phase | 124.6937 | 11.3008 | tamqyo |  | 11.30082,124.69366
2026-01-28 | 9:39 | 133-1 | F1 | C2 | 2 | 2 | Horizontal | ABCN | 133-1 | J5 | 36557 | Under Built(UB) | Bare | 133-1 | [5 empty] | A251260156 | Landis | 60 | 6 | AWG | 0.5 | 6 | AWG | 3 Phase | 124.6937 | 11.3008 | tamqyo |  | 11.30082,124.69366
2026-01-28 | 9:39 | 133-1 | F1 | C2 | 2 | 2 | Horizontal | ABCN | 133-1 | J5 | 36557 | Under Built(UB) | Bare | 133-1 | [5 empty] | A251260151 | Landis | 30 | 6 | AWG | 0.5 | 6 | AWG | 3 Phase | 124.6937 | 11.3008 | tamqyo |  | 11.30082,124.69366
2026-01-28 | 9:39 | 133-1 | F1 | C2 | 2 | 2 | Horizontal | ABCN | 133-1 | J5 | 36557 | Under Built(UB) | Bare | 133-1 | [5 empty] | A251260172 | Landis | 60 | 6 | AWG | 0.5 | 6 | AWG | 3 Phase | 124.6937 | 11.3008 | tamqyo |  | 11.30082,124.69366
2026-01-28 | 9:40 | 133-1 | F1 | C2 | 2 | 2 | Horizontal | ABCN | 133-1 | J5 | 36557 | Under Built(UB) | Bare | 133-1 | [5 empty] | A151535214 | Landis | 30 | 6 | AWG | 0.5 | 6 | AWG | 3 Phase | 124.6937 | 11.3008 | tamqyo |  | 11.30082,124.69366
2026-01-28 | 9:40 | 133-1 | F1 | C2 | 2 | 2 | Horizontal | ABCN | 133-1 | J5 | 36557 | Under Built(UB) | Bare | 133-1 | [5 empty] | 22027953 | Electra | 60 | 6 | AWG | 0.5 | 6 | AWG | 3 Phase | 124.6937 | 11.3008 | tamqyo |  | 11.30082,124.69366
2026-01-28 | 9:53 | 133-2 | F1 | C8 | 2 | 2 | Horizontal | ABCN | 133-2 | [18 empty] | 3 Phase |  |  | tamayo |  | ,
2026-01-28 | 9:54 | 133-2 | F1 | C8 | 2 | 2 | Horizontal | ABCN | 133-2 | J5 | 36557 | Under Built(UB) | Bare | 133-2 | [13 empty] | 3 Phase |  |  | tamayo |  | ,
2026-01-28 | 9:55 | 133-2 | F1 | C8 | 2 | 2 | Horizontal | ABCN | 133-2 | J5 | 36557 | Under Built(UB) | Bare | 133-2 | [5 empty] | 201800154763 | Intec | 30 | [5 empty] | 3 Phase |  |  | tamayo |  | ,
2026-01-28 | 9:55 | 133-2 | F1 | C8 | 2 | 2 | Horizontal | ABCN | 133-2 | J5 | 36557 | Under Built(UB) | Bare | 133-2 | [5 empty] | A221479915 | Landis | 30 | [5 empty] | 3 Phase |  |  | tamayo |  | ,
2026-01-28 | 9:55 | 133-2 | F1 | C8 | 2 | 2 | Horizontal | ABCN | 133-2 | J5 | 36557 | Under Built(UB) | Bare | 133-2 | [5 empty] | A151538983 | Landis | 60 | [5 empty] | 3 Phase |  |  | tamayo |  | ,
2026-01-28 | 9:55 | 133-2 | F1 | C8 | 2 | 2 | Horizontal | ABCN | 133-2 | J5 | 36557 | Under Built(UB) | Bare | 133-2 | [5 empty] | 201900040246 | Intec | 60 | [5 empty] | 3 Phase |  |  | tamayo |  | ,
2026-01-28 | 9:56 | 133-2 | F1 | C8 | 2 | 2 | Horizontal | ABCN | 133-2 | J5 | 36557 | Under Built(UB) | Bare | 133-2 | [5 empty] | 201800154763 | Intec | 30 | 6 | AWG | 0.5 | 6 | AWG | 3 Phase |  |  | tamayo |  | ,
2026-01-28 | 9:56 | 133-2 | F1 | C8 | 2 | 2 | Horizontal | ABCN | 133-2 | J5 | 36557 | Under Built(UB) | Bare | 133-2 | [5 empty] | A221479915 | Landis | 30 | 6 | AWG | 0.5 | 6 | AWG | 3 Phase |  |  | tamayo |  | ,
2026-01-28 | 9:57 | 133-2 | F1 | C8 | 2 | 2 | Horizontal | ABCN | 133-2 | J5 | 36557 | Under Built(UB) | Bare | 133-2 | [5 empty] | A151538983 | Landis | 30 | 6 | AWG | 0.5 | 6 | AWG | 3 Phase |  |  | tamayo |  | ,
2026-01-28 | 9:57 | 133-2 | F1 | C8 | 2 | 2 | Horizontal | ABCN | 133-2 | J5 | 36557 | Under Built(UB) | Bare | 133-2 | [5 empty] | 201900040246 | Intec | 60 | 6 | AWG | 0.5 | 6 | AWG | 3 Phase |  |  | tamayo |  | ,
2026-01-28 | 9:57 | 133-2 | F1 | C8 | 2 | 2 | Horizontal | ABCN | 133-2 | J5 | 36557 | Under Built(UB) | Bare | 133-2 | [5 empty] | 202400048627 | Intec | 60 | 6 | AWG | 0.5 | 6 | AWG | 3 Phase |  |  | tamayo |  | ,
2026-01-28 | 9:58 | 133-2 | F1 | C8 | 2 | 2 | Horizontal | ABCN | 133-2 | J5 | 36557 | Under Built(UB) | Bare | 133-2 | [5 empty] | 201900062583 | Intec | 60 | 6 | AWG | 0.5 | 6 | AWG | 3 Phase | 124.6945 | 11.3009 | tamayo |  | 11.3009,124.69446
2026-01-28 | 9:58 | 133-2 | F1 | C8 | 2 | 2 | Horizontal | ABCN | 133-2 | J5 | 36557 | Under Built(UB) | Bare | 133-2 | [5 empty] | A171111659 | Landis | 30 | 6 | AWG | 0.5 | 6 | AWG | 3 Phase | 124.6945 | 11.3009 | tamayo |  | 11.3009,124.69446
2026-01-28 | 9:58 | 133-2 | F1 | C8 | 2 | 2 | Horizontal | ABCN | 133-2 | J5 | 36557 | Under Built(UB) | Bare | 133-2 | [5 empty] | 90351251 | Techen | 60 | 6 | AWG | 0.5 | 6 | AWG | 3 Phase | 124.6945 | 11.3009 | tamayo |  | 11.3009,124.69446
2026-01-28 | 9:59 | 133-2 | F1 | C8 | 2 | 2 | Horizontal | ABCN | 133-2 | J5 | 36557 | Under Built(UB) | Bare | 133-2 | [5 empty] | A081436506 | Landis | 60 | 6 | AWG | 0.5 | 6 | AWG | 3 Phase | 124.6945 | 11.3009 | tamayo |  | 11.3009,124.69446
2026-01-28 | 10:01 | 133-3 | F1 | C1 | 2 | 2 | Horizontal | ABCN | 133-3 | J5 | 36557 | Under Built(UB) | Bare | 133-2 | [13 empty] | 3 Phase | 124.6945 | 11.3009 | tamayo |  | 11.3009,124.69446
2026-01-28 | 10:02 | 133-3 | F1 | C1 | 2 | 2 | Horizontal | ABCN | 133-3 | J5 | 36557 | Under Built(UB) | Bare | 133-3 | [13 empty] | 3 Phase | 124.6945 | 11.3009 | tamayo |  | 11.3009,124.69446
2026-01-28 | 10:04 | 133-3 | F1 | C1 | 2 | 2 | Horizontal | ABCN | 133-3 | J5 | 36557 | Under Built(UB) | Bare | 133-3 | [5 empty] | A391085270 | Landis | 30 | 6 | AWG | 0.5 | 6 | AWG | 3 Phase | 124.6945 | 11.3009 | tamayo |  | 11.3009,124.69446
2026-01-28 | 10:04 | 133-3 | F1 | C1 | 2 | 2 | Horizontal | ABCN | 133-3 | J5 | 36557 | Under Built(UB) | Bare | 133-3 | [5 empty] | A01712072 | Landis | 30 | 6 | AWG | 0.5 | 6 | AWG | 3 Phase | 124.6945 | 11.3009 | tamayo |  | 11.3009,124.69446
2026-01-28 | 10:05 | 133-3 | F1 | C1 | 2 | 2 | Horizontal | ABCN | 133-3 | J5 | 36557 | Under Built(UB) | Bare | 133-3 | [5 empty] | A071012073 | Landis | 60 | 6 | AWG | 0.5 | 6 | AWG | 3 Phase | 124.6946 | 11.3009 | tamayo |  | 11.30086,124.69461
2026-01-28 | 10:05 | 133-3 | F1 | C1 | 2 | 2 | Horizontal | ABCN | 133-3 | J5 | 36557 | Under Built(UB) | Bare | 133-3 | [5 empty] | Aa071012072 | Landis | 30 | 6 | AWG | 0.5 | 6 | AWG | 3 Phase | 124.6946 | 11.3009 | tamayo |  | 11.30086,124.69461
2026-01-28 | 10:06 | 133-3 | F1 | C1 | 2 | 2 | Horizontal | ABCN | 133-3 | J5 | 36557 | Under Built(UB) | Bare | 133-3 | [5 empty] | A071012075 | Landis | 60 | 6 | AWG | 0.5 | 6 | AWG | 3 Phase | 124.6946 | 11.3009 | tamayo |  | 11.30086,124.69461
2026-01-28 | 10:06 | 133-3 | F1 | C1 | 2 | 2 | Horizontal | ABCN | 133-3 | J5 | 36557 | Under Built(UB) | Bare | 133-3 | [5 empty] | A071012076 | Landis | 60 | 6 | AWG | 0.5 | 6 | AWG | 3 Phase | 124.6946 | 11.3009 | tamayo |  | 11.30086,124.69461
2026-01-28 | 10:07 | 133-3 | F1 | C1 | 2 | 2 | Horizontal | ABCN | 133-3 | J5 | 36557 | Under Built(UB) | Bare | 133-3 | [5 empty] | A071012076 | Landis | 60 | 6 | AWG | 0.5 | 6 | AWG | 3 Phase | 124.6948 | 11.3008 | tamayo |  | 11.30081,124.6948
2026-01-28 | 10:07 | 133-3 | F1 | C1 | 2 | 2 | Horizontal | ABCN | 133-3 | J5 | 36557 | Under Built(UB) | Bare | 133-3 | [5 empty] | A071012067 | Landis | 60 | 6 | AWG | 0.5 | 6 | AWG | 3 Phase | 124.6948 | 11.3008 | tamayo |  | 11.30081,124.6948
2026-01-28 | 10:08 | 133-3 | F1 | C1 | 2 | 2 | Horizontal | ABCN | 133-3 | J5 | 36557 | Under Built(UB) | Bare | 133-3 | [5 empty] | Aa071012167 | Landis | 30 | 6 | AWG | 0.5 | 6 | AWG | 3 Phase | 124.6948 | 11.3008 | tamayo |  | 11.30081,124.6948
2026-01-28 | 10:08 | 133-3 | F1 | C1 | 2 | 2 | Horizontal | ABCN | 133-3 | J5 | 36557 | Under Built(UB) | Bare | 133-3 | [5 empty] | A071012168 | Landis | 60 | 6 | AWG | 0.5 | 6 | AWG | 3 Phase | 124.6948 | 11.3008 | tamayo |  | 11.30081,124.6948
2026-01-28 | 10:08 | 133-3 | F1 | C1 | 2 | 2 | Horizontal | ABCN | 133-3 | J5 | 36557 | Under Built(UB) | Bare | 133-3 | [5 empty] | A281146388 | Landis | 60 | 6 | AWG | 0.5 | 6 | AWG | 3 Phase | 124.6948 | 11.3008 | tamayo |  | 11.30081,124.6948
2026-01-28 | 10:09 | 133-3 | F1 | C1 | 2 | 2 | Horizontal | ABCN | 133-3 | J5 | 36557 | Under Built(UB) | Bare | 133-3 | [5 empty] | 202000116986 | Intec | 30 | 6 | AWG | 0.5 | 6 | AWG | 3 Phase | 124.6948 | 11.3008 | tamayo |  | 11.30081,124.6948
2026-01-28 | 10:09 | 133-3 | F1 | C1 | 2 | 2 | Horizontal | ABCN | 133-3 | J5 | 36557 | Under Built(UB) | Bare | 133-3 | [5 empty] | 202400085530 | Intec | 60 | 6 | AWG | 0.5 | 6 | AWG | 3 Phase | 124.6947 | 11.3009 | tamayo |  | 11.30089,124.69473
2026-01-28 | 10:09 | 133-3 | F1 | C1 | 2 | 2 | Horizontal | ABCN | 133-3 | J5 | 36557 | Under Built(UB) | Bare | 133-3 | [5 empty] | 202400047929 | Intec | 30 | 6 | AWG | 0.5 | 6 | AWG | 3 Phase | 124.6947 | 11.3009 | tamayo |  | 11.30089,124.69473
2026-01-28 | 10:10 | 133-3 | F1 | C1 | 2 | 2 | Horizontal | ABCN | 133-3 | J5 | 36557 | Under Built(UB) | Bare | 133-3 | [5 empty] | A071011921 | Landis | 60 | 6 | AWG | 0.5 | 6 | AWG | 3 Phase | 124.6947 | 11.3009 | tamayo |  | 11.30089,124.69473
2026-01-28 | 10:12 | 133-4 | F1 | C1 | 2 | 2 | Horizontal | ABCN | 133-4 | J5 | 36557 | Under Built(UB) | Bare | 133-3 | [8 empty] | 6 | AWG | 0.5 | 6 | AWG | 3 Phase | 124.6947 | 11.3009 | tamayo |  | 11.30089,124.69473
2026-01-28 | 10:13 | 133-4 | F1 | C1 | 2 | 2 | Horizontal | ABCN | 133-4 | J5 | 36557 | Under Built(UB) | Bare | 133-4 | [8 empty] | 6 | AWG | 0.5 | 6 | AWG | 3 Phase | 124.6947 | 11.3009 | tamayo |  | 11.30089,124.69473
2026-01-28 | 10:14 | 133-4 | F1 | C1 | 2 | 2 | Horizontal | ABCN | 133-4 | J5 | 36557 | Under Built(UB) | Bare | 133-4 | 37.5 | Common | 133-4 | ABCN | No |  |  |  | 6 | AWG | 0.5 | 6 | AWG | 3 Phase | 124.6949 | 11.3008 | tamayo |  | 11.30082,124.69488
2026-01-28 | 10:15 | 133-4 | F1 | C1 | 2 | 2 | Horizontal | ABCN | 133-4 | J5 | 36557 | Under Built(UB) | Bare | 133-4 | 37.5 | Common | 133-4 | ABCN | No | A071012166 | Landis | 30 | 6 | AWG | 0.5 | 6 | AWG | 3 Phase | 124.6949 | 11.3008 | tamayo |  | 11.30082,124.69488
2026-01-28 | 10:16 | 133-4 | F1 | C1 | 2 | 2 | Horizontal | ABCN | 133-4 | J5 | 36557 | Under Built(UB) | Bare | 133-4 | 37.5 | Common | 133-4 | ABCN | No | A071011917 | Landis | 30 | 6 | AWG | 0.5 | 6 | AWG | 3 Phase | 124.6949 | 11.3008 | tamayo |  | 11.30082,124.69488
2026-01-28 | 10:16 | 133-4 | F1 | C1 | 2 | 2 | Horizontal | ABCN | 133-4 | J5 | 36557 | Under Built(UB) | Bare | 133-4 | 37.5 | Common | 133-4 | ABCN | No | A071011918 | Landis | 30 | 6 | AWG | 0.5 | 6 | AWG | 3 Phase | 124.6949 | 11.3008 | tamayo |  | 11.30082,124.69488
2026-01-28 | 10:16 | 133-4 | F1 | C1 | 2 | 2 | Horizontal | ABCN | 133-4 | J5 | 36557 | Under Built(UB) | Bare | 133-4 | 37.5 | Common | 133-4 | ABCN | No | A261452579 | Landis | 60 | 6 | AWG | 0.5 | 6 | AWG | 3 Phase | 124.6949 | 11.3008 | tamayo |  | 11.30082,124.69488
2026-01-28 | 10:16 | 133-4 | F1 | C1 | 2 | 2 | Horizontal | ABCN | 133-4 | J5 | 36557 | Under Built(UB) | Bare | 133-4 | 37.5 | Common | 133-4 | ABCN | No | A071011920 | Landis | 60 | 6 | AWG | 0.5 | 6 | AWG | 3 Phase | 124.6949 | 11.3008 | tamayo |  | 11.30082,124.69488
2026-01-28 | 10:17 | 133-4 | F1 | C1 | 2 | 2 | Horizontal | ABCN | 133-4 | J5 | 36557 | Under Built(UB) | Bare | 133-4 | 37.5 | Common | 133-4 | ABCN | No | 202400314619 | Intec | 60 | 6 | AWG | 0.5 | 6 | AWG | 3 Phase | 124.6949 | 11.3008 | tamayo |  | 11.30082,124.69488
2026-01-28 | 10:18 | 133-4 | F1 | C1 | 2 | 2 | Horizontal | ABCN | 133-4 | J5 | 36557 | Under Built(UB) | Bare | 133-4 | 37.5 | Common | 133-4 | ABCN | No | A071011923 | Landis | 60 | 6 | AWG | 0.5 | 6 | AWG | 3 Phase | 124.6949 | 11.3008 | tamayo |  | 11.30082,124.69488
2026-01-28 | 10:18 | 133-4 | F1 | C1 | 2 | 2 | Horizontal | ABCN | 133-4 | J5 | 36557 | Under Built(UB) | Bare | 133-4 | 37.5 | Common | 133-4 | ABCN | No | 202400314065 | Intec | 60 | 6 | AWG | 0.5 | 6 | AWG | 3 Phase | 124.6949 | 11.3009 | tamayo |  | 11.30092,124.69488
2026-01-28 | 10:18 | 133-4 | F1 | C1 | 2 | 2 | Horizontal | ABCN | 133-4 | J5 | 36557 | Under Built(UB) | Bare | 133-4 | 37.5 | Common | 133-4 | ABCN | No | 202400314061 | Intec | 60 | 6 | AWG | 0.5 | 6 | AWG | 3 Phase | 124.6949 | 11.3009 | tamayo |  | 11.30092,124.69488
2026-01-28 | 10:19 | 133-4 | F1 | C1 | 2 | 2 | Horizontal | ABCN | 133-4 | J5 | 36557 | Under Built(UB) | Bare | 133-4 | 37.5 | Common | 133-4 | ABCN | No | A071012427 | Landis | 60 | 6 | AWG | 0.5 | 6 | AWG | 3 Phase | 124.6949 | 11.3009 | tamayo |  | 11.30092,124.69488
2026-01-28 | 10:19 | 133-4 | F1 | C1 | 2 | 2 | Horizontal | ABCN | 133-4 | J5 | 36557 | Under Built(UB) | Bare | 133-4 | 37.5 | Common | 133-4 | ABCN | No | A071011926 | Landis | 30 | 6 | AWG | 0.5 | 6 | AWG | 3 Phase | 124.6949 | 11.3009 | tamayo |  | 11.30092,124.69488
2026-01-28 | 10:19 | 133-4 | F1 | C1 | 2 | 2 | Horizontal | ABCN | 133-4 | J5 | 36557 | Under Built(UB) | Bare | 133-4 | 37.5 | Common | 133-4 | ABCN | No | A071012428 | Landis | 60 | 6 | AWG | 0.5 | 6 | AWG | 3 Phase | 124.6949 | 11.3009 | tamayo |  | 11.30092,124.69488
2026-01-28 | 10:19 | 133-4 | F1 | C1 | 2 | 2 | Horizontal | ABCN | 133-4 | J5 | 36557 | Under Built(UB) | Bare | 133-4 | 37.5 | Common | 133-4 | ABCN | No | 90351167 | Techen | 60 | 6 | AWG | 0.5 | 6 | AWG | 3 Phase | 124.6949 | 11.3009 | tamayo |  | 11.30092,124.69488
2026-01-28 | 10:23 | 133-4-a | F1 | A1 | 2 | 2 | Vertical | AN | 133-4-a | J5 | 36557 | Under Built(UB) | Bare | 133-4 | 37.5 | Common | 133-4 | ABCN | No |  |  |  | 6 | AWG | 0.5 | 6 | AWG | Single Phase | 124.6949 | 11.301 | tamayo |  | 11.30097,124.69489
2026-01-28 | 10:24 | 133-4-a | F1 | A1 | 2 | 2 | Vertical | AN | 133-4-a | J5 | 36557 | Open Secondary(OS) | Duplex | 133-4-a | 37.5 | Common | 133-4 | ABCN | No |  |  |  | 6 | AWG | 0.5 | 6 | AWG | Single Phase | 124.6951 | 11.3011 | tamayo |  | 11.30106,124.69508
2026-01-28 | 10:25 | 133-4-a | F1 | A1 | 2 | 2 | Vertical | AN | 133-4-a | J5 | 36557 | Open Secondary(OS) | Duplex | 133-4-a | 25 | Sole | 133-4-a | ABCN | Yes |  |  |  | 6 | AWG | 0.5 | 6 | AWG | Single Phase | 124.6951 | 11.3011 | tamayo |  | 11.30106,124.69508
2026-01-28 | 10:26 | 133-4-a | F1 | A1 | 2 | 2 | Vertical | AN | 133-4-a | J5 | 36557 | Open Secondary(OS) | Duplex | 133-4-a | 25 | Sole | 133-4-a | ABCN | Yes | 808034770 | EDMI | 30 | 6 | AWG | 0.5 | 6 | AWG | Single Phase | 124.6951 | 11.3011 | tamayo |  | 11.30106,124.69508
2026-01-28 | 10:26 | 133-4-a | F1 | A1 | 2 | 2 | Vertical | AN | 133-4-a | J5 | 36557 | Open Secondary(OS) | Duplex | 133-4-a | 25 | Sole | 133-4-a | ABCN | Yes | 202100041033 | Intec | 30 | 6 | AWG | 0.5 | 6 | AWG | Single Phase | 124.6951 | 11.3011 | tamayo |  | 11.30106,124.69508
2026-01-28 | 10:27 | 133-4-a | F1 | A1 | 2 | 2 | Vertical | AN | 133-4-a | J5 | 36557 | Open Secondary(OS) | Duplex | 133-4-a | 25 | Sole | 133-4-a | ABCN | Yes | A151535853 | Landis | 60 | 6 | AWG | 0.5 | 6 | AWG | Single Phase | 124.6951 | 11.3011 | tamayo |  | 11.30106,124.69508
2026-01-28 | 10:27 | 133-4-a | F1 | A1 | 2 | 2 | Vertical | AN | 133-4-a | J5 | 36557 | Open Secondary(OS) | Duplex | 133-4-a | 25 | Sole | 133-4-a | ABCN | Yes | 202300205318 | Intec | 30 | 6 | AWG | 0.5 | 6 | AWG | Single Phase | 124.6951 | 11.3011 | tamayo |  | 11.30107,124.69513
2026-01-28 | 10:27 | 133-4-a | F1 | A1 | 2 | 2 | Vertical | AN | 133-4-a | J5 | 36557 | Open Secondary(OS) | Duplex | 133-4-a | 25 | Sole | 133-4-a | ABCN | Yes | A071011885 | Landis | 30 | 6 | AWG | 0.5 | 6 | AWG | Single Phase | 124.6951 | 11.3011 | tamayo |  | 11.30107,124.69513
2026-01-28 | 10:28 | 133-4-a | F1 | A1 | 2 | 2 | Vertical | AN | 133-4-a | J5 | 36557 | Open Secondary(OS) | Duplex | 133-4-a | 25 | Sole | 133-4-a | ABCN | Yes | A071012779 | Landis | 30 | 6 | AWG | 0.5 | 6 | AWG | Single Phase | 124.6951 | 11.3011 | tamayo |  | 11.30107,124.69513
2026-01-28 | 10:28 | 133-4-a | F1 | A1 | 2 | 2 | Vertical | AN | 133-4-a | J5 | 36557 | Open Secondary(OS) | Duplex | 133-4-a | 25 | Sole | 133-4-a | ABCN | Yes | A390929622 | Landis | 60 | 6 | AWG | 0.5 | 6 | AWG | Single Phase | 124.6951 | 11.3011 | tamayo |  | 11.30107,124.69513
2026-01-28 | 10:28 | 133-4-a | F1 | A1 | 2 | 2 | Vertical | AN | 133-4-a | J5 | 36557 | Open Secondary(OS) | Duplex | 133-4-a | 25 | Sole | 133-4-a | ABCN | Yes | A261452135 | Landis | 60 | 6 | AWG | 0.5 | 6 | AWG | Single Phase | 124.6951 | 11.3011 | tamayo |  | 11.30107,124.69513
2026-01-28 | 10:28 | 133-4-a | F1 | A1 | 2 | 2 | Vertical | AN | 133-4-a | J5 | 36557 | Open Secondary(OS) | Duplex | 133-4-a | 25 | Sole | 133-4-a | ABCN | Yes | A151535850 | Landis | 60 | 6 | AWG | 0.5 | 6 | AWG | Single Phase | 124.6951 | 11.3011 | tamayo |  | 11.30107,124.69513
2026-01-28 | 10:29 | 133-4-a | F1 | A1 | 2 | 2 | Vertical | AN | 133-4-a | J5 | 36557 | Open Secondary(OS) | Duplex | 133-4-a | 25 | Sole | 133-4-a | ABCN | Yes | A151535852 | Landis | 60 | 6 | AWG | 0.5 | 6 | AWG | Single Phase | 124.6951 | 11.3011 | tamayo |  | 11.30107,124.69513
2026-01-28 | 10:29 | 133-4-a | F1 | A1 | 2 | 2 | Vertical | AN | 133-4-a | J5 | 36557 | Open Secondary(OS) | Duplex | 133-4-a | 25 | Sole | 133-4-a | ABCN | Yes | 201800154915 | Intec | 60 | 6 | AWG | 0.5 | 6 | AWG | Single Phase | 124.6951 | 11.3011 | tamayo |  | 11.30107,124.69513
2026-01-28 | 10:29 | 133-4-a | F1 | A1 | 2 | 2 | Vertical | AN | 133-4-a | J5 | 36557 | Open Secondary(OS) | Duplex | 133-4-a | 25 | Sole | 133-4-a | ABCN | Yes | SCl35435 | Landis | 60 | 6 | AWG | 0.5 | 6 | AWG | Single Phase | 124.6951 | 11.3011 | tamayo |  | 11.30107,124.69513
2026-01-28 | 10:30 | 133-4-a | F1 | A1 | 2 | 2 | Vertical | AN | 133-4-a | J5 | 36557 | Open Secondary(OS) | Duplex | 133-4-a | 25 | Sole | 133-4-a | ABCN | Yes | A291456872 | Landis | 60 | 6 | AWG | 0.5 | 6 | AWG | Single Phase | 124.6951 | 11.3011 | tamayo |  | 11.30107,124.69513
2026-01-28 | 10:34 | 133-4-b | F1 | A5 | 2 | 2 | Vertical | AN | 133-4-b | J5 | 36557 | Open Secondary(OS) | Duplex | 133-4-a | 25 | Sole | 133-4-a | ABCN | Yes |  |  |  | 6 | AWG | 0.5 | 6 | AWG | Single Phase | 124.6953 | 11.3019 | tamayo |  | 11.30189,124.69531
2026-01-28 | 10:35 | 133-4-b | F1 | A5 | 2 | 2 | Vertical | AN | 133-4-b | J6 | 36557 | Open Secondary(OS) | Duplex | 133-4-b | 25 | Sole | 133-4-a | ABCN | Yes |  |  |  | 6 | AWG | 0.5 | 6 | AWG | Single Phase | 124.6953 | 11.3019 | tamayo |  | 11.30189,124.69531
2026-01-28 | 10:35 | 133-4-b | F1 | A5 | 2 | 2 | Vertical | AN | 133-4-b | J6 | 36557 | Open Secondary(OS) | Duplex | 133-4-b | 37.5 | Common | 133-4-b | ABCN | No |  |  |  | 6 | AWG | 0.5 | 6 | AWG | Single Phase | 124.6951 | 11.3019 | tamayo |  | 11.30186,124.69506
2026-01-28 | 10:36 | 133-4-b | F1 | A5 | 2 | 2 | Vertical | AN | 133-4-b | J6 | 36557 | Open Secondary(OS) | Duplex | 133-4-b | 37.5 | Common | 133-4-b | ABCN | No | A251122359 | Landis | 30 | 6 | AWG | 0.5 | 6 | AWG | Single Phase | 124.6951 | 11.3019 | tamayo |  | 11.30193,124.69508
2026-01-28 | 10:36 | 133-4-b | F1 | A5 | 2 | 2 | Vertical | AN | 133-4-b | J6 | 36557 | Open Secondary(OS) | Duplex | 133-4-b | 37.5 | Common | 133-4-b | ABCN | No | A211069303 | Landis | 30 | 6 | AWG | 0.5 | 6 | AWG | Single Phase | 124.6951 | 11.3019 | tamayo |  | 11.30193,124.69508
2026-01-28 | 10:37 | 133-4-b | F1 | A5 | 2 | 2 | Vertical | AN | 133-4-b | J6 | 36557 | Open Secondary(OS) | Duplex | 133-4-b | 37.5 | Common | 133-4-b | ABCN | No | 202400314063 | Intec | 60 | 6 | AWG | 0.5 | 6 | AWG | Single Phase | 124.6951 | 11.3019 | tamayo |  | 11.30193,124.69508
2026-01-28 | 10:37 | 133-4-b | F1 | A5 | 2 | 2 | Vertical | AN | 133-4-b | J6 | 36557 | Open Secondary(OS) | Duplex | 133-4-b | 37.5 | Common | 133-4-b | ABCN | No | A071012018 | Landis | 60 | 6 | AWG | 0.5 | 6 | AWG | Single Phase | 124.6951 | 11.3019 | tamayo |  | 11.30193,124.69508
2026-01-28 | 10:37 | 133-4-b | F1 | A5 | 2 | 2 | Vertical | AN | 133-4-b | J6 | 36557 | Open Secondary(OS) | Duplex | 133-4-b | 37.5 | Common | 133-4-b | ABCN | No | A071011905 | Landis | 60 | 6 | AWG | 0.5 | 6 | AWG | Single Phase | 124.6951 | 11.3019 | tamayo |  | 11.30193,124.69508
2026-01-28 | 10:38 | 133-4-b | F1 | A5 | 2 | 2 | Vertical | AN | 133-4-b | J6 | 36557 | Open Secondary(OS) | Duplex | 133-4-b | 37.5 | Common | 133-4-b | ABCN | No | A071011904 | Landis | 30 | 6 | AWG | 0.5 | 6 | AWG | Single Phase | 124.6954 | 11.3021 | tamayo |  | 11.30207,124.69545
2026-01-28 | 10:38 | 133-4-b | F1 | A5 | 2 | 2 | Vertical | AN | 133-4-b | J6 | 36557 | Open Secondary(OS) | Duplex | 133-4-b | 37.5 | Common | 133-4-b | ABCN | No | A071011903 | Landis | 60 | 6 | AWG | 0.5 | 6 | AWG | Single Phase | 124.6954 | 11.3021 | tamayo |  | 11.30207,124.69545
2026-01-28 | 10:38 | 133-4-b | F1 | A5 | 2 | 2 | Vertical | AN | 133-4-b | J6 | 36557 | Open Secondary(OS) | Duplex | 133-4-b | 37.5 | Common | 133-4-b | ABCN | No | A071011902 | Landis | 60 | 6 | AWG | 0.5 | 6 | AWG | Single Phase | 124.6954 | 11.3021 | tamayo |  | 11.30207,124.69545
2026-01-28 | 10:39 | 133-4-b | F1 | A5 | 2 | 2 | Vertical | AN | 133-4-b | J6 | 36557 | Open Secondary(OS) | Duplex | 133-4-b | 37.5 | Common | 133-4-b | ABCN | No | A071011964 | Landis | 60 | 6 | AWG | 0.5 | 6 | AWG | Single Phase | 124.6955 | 11.302 | tamayo |  | 11.30196,124.69547
2026-01-28 | 10:39 | 133-4-b | F1 | A5 | 2 | 2 | Vertical | AN | 133-4-b | J6 | 36557 | Open Secondary(OS) | Duplex | 133-4-b | 37.5 | Common | 133-4-b | ABCN | No | A071011965 | Landis | 60 | 6 | AWG | 0.5 | 6 | AWG | Single Phase | 124.6955 | 11.302 | tamayo |  | 11.30196,124.69547
2026-01-28 | 10:39 | 133-4-b | F1 | A5 | 2 | 2 | Vertical | AN | 133-4-b | J6 | 36557 | Open Secondary(OS) | Duplex | 133-4-b | 37.5 | Common | 133-4-b | ABCN | No | A071011966 | Landis | 60 | 6 | AWG | 0.5 | 6 | AWG | Single Phase | 124.6954 | 11.302 | tamayo |  | 11.302,124.69543
2026-01-28 | 10:40 | 133-4-b | F1 | A5 | 2 | 2 | Vertical | AN | 133-4-b | J6 | 36557 | Open Secondary(OS) | Duplex | 133-4-b | 37.5 | Common | 133-4-b | ABCN | No | A071011897 | Landis | 60 | 6 | AWG | 0.5 | 6 | AWG | Single Phase | 124.6954 | 11.302 | tamayo |  | 11.302,124.69543
2026-01-28 | 10:40 | 133-4-b | F1 | A5 | 2 | 2 | Vertical | AN | 133-4-b | J6 | 36557 | Open Secondary(OS) | Duplex | 133-4-b | 37.5 | Common | 133-4-b | ABCN | No | A071011899 | Landis | 60 | 6 | AWG | 0.5 | 6 | AWG | Single Phase | 124.6954 | 11.302 | tamayo |  | 11.302,124.69543
2026-01-28 | 10:41 | 133-4-b | F1 | A5 | 2 | 2 | Vertical | AN | 133-4-b | J6 | 36557 | Open Secondary(OS) | Duplex | 133-4-b | 37.5 | Common | 133-4-b | ABCN | No | A071011901 | Landis | 100 | 6 | AWG | 0.5 | 6 | AWG | Single Phase | 124.6954 | 11.302 | tamayo |  | 11.302,124.69543
2026-01-28 | 10:41 | 133-4-b | F1 | A5 | 2 | 2 | Vertical | AN | 133-4-b | J6 | 36557 | Open Secondary(OS) | Duplex | 133-4-b | 37.5 | Common | 133-4-b | ABCN | No | 202400087258 | Intec | 100 | 6 | AWG | 0.5 | 6 | AWG | Single Phase | 124.6954 | 11.302 | tamayo |  | 11.302,124.69543
2026-01-28 | 10:59 | 133-5 | F1 | C1 | 2 | 2 | Horizontal | ABCN | 133-5 | J6 | 36557 | Open Secondary(OS) | Duplex | 133-4-b | 37.5 | Common | 133-4-b | ABCN | No |  |  | -. | 6 | AWG | 0.5 | 6 | AWG | 3 Phase | 124.6961 | 11.3012 | tamayo |  | 11.30123,124.69606
2026-01-28 | 11:00 | 133-5 | F1 | C1 | 2 | 2 | Horizontal | ABCN | 133-5 | J5 | 36557 | Under Built(UB) | Bare | 133-5 | 37.5 | Common | 133-4-b | ABCN | No |  |  |  | 6 | AWG | 0.5 | 6 | AWG | 3 Phase | 124.6961 | 11.3012 | tamayo |  | 11.30123,124.69606
2026-01-28 | 11:00 | 133-5 | F1 | C1 | 2 | 2 | Horizontal | ABCN | 133-5 | J5 | 36557 | Under Built(UB) | Bare | 133-5 | 10 | Sole | 133-5 | ABCN | No |  |  |  | 6 | AWG | 0.5 | 6 | AWG | 3 Phase | 124.6961 | 11.3012 | tamayo |  | 11.30123,124.69606
2026-01-28 | 11:01 | 133-5 | F1 | C1 | 2 | 2 | Horizontal | ABCN | 133-5 | J5 | 36557 | Under Built(UB) | Bare | 133-5 | 10 | Sole | 133-5 | ABCN | No | A161464368 | Landis | 30 | 6 | AWG | 0.5 | 6 | AWG | 3 Phase | 124.6958 | 11.3013 | tamayo |  | 11.30127,124.69575
2026-01-28 | 11:02 | 133-5 | F1 | C1 | 2 | 2 | Horizontal | ABCN | 133-5 | J5 | 36557 | Under Built(UB) | Bare | 133-5 | 10 | Sole | 133-5 | ABCN | No | A221462612 | Landis | 60 | 6 | AWG | 0.5 | 6 | AWG | 3 Phase | 124.6957 | 11.3013 | tamayo |  | 11.30126,124.69574
2026-01-28 | 11:02 | 133-5 | F1 | C1 | 2 | 2 | Horizontal | ABCN | 133-5 | J5 | 36557 | Under Built(UB) | Bare | 133-5 | 10 | Sole | 133-5 | ABCN | No | 201900040008 | Intec | 60 | 6 | AWG | 0.5 | 6 | AWG | 3 Phase | 124.6957 | 11.3013 | tamayo |  | 11.30126,124.69574
2026-01-28 | 11:04 | 133-5 | F1 | C1 | 2 | 2 | Horizontal | ABCN | 133-5 | J5 | 36557 | Under Built(UB) | Bare | 133-5 | 10 | Sole | 133-5 | ABCN | No | A161464366 | Landis | 60 | 6 | AWG | 0.5 | 6 | AWG | 3 Phase | 124.6957 | 11.3013 | tamayo |  | 11.30126,124.69574
2026-01-28 | 11:04 | 133-5 | F1 | C1 | 2 | 2 | Horizontal | ABCN | 133-5 | J5 | 36557 | Under Built(UB) | Bare | 133-5 | 10 | Sole | 133-5 | ABCN | No | A231076713 | Landis | 60 | 6 | AWG | 0.5 | 6 | AWG | 3 Phase | 124.6957 | 11.3012 | tamayo |  | 11.30122,124.69574
2026-01-28 | 11:04 | 133-5 | F1 | C1 | 2 | 2 | Horizontal | ABCN | 133-5 | J5 | 36557 | Under Built(UB) | Bare | 133-5 | 10 | Sole | 133-5 | ABCN | No | A161464372 | Landis | 60 | 6 | AWG | 0.5 | 6 | AWG | 3 Phase | 124.6957 | 11.3012 | tamayo |  | 11.30122,124.69574
2026-01-28 | 11:05 | 133-5 | F1 | C1 | 2 | 2 | Horizontal | ABCN | 133-5 | J5 | 36557 | Under Built(UB) | Bare | 133-5 | 10 | Sole | 133-5 | ABCN | No | A161464370 | Landis | 60 | 6 | AWG | 0.5 | 6 | AWG | 3 Phase | 124.6957 | 11.3012 | tamayo |  | 11.30122,124.69574
2026-01-28 | 11:05 | 133-5 | F1 | C1 | 2 | 2 | Horizontal | ABCN | 133-5 | J5 | 36557 | Under Built(UB) | Bare | 133-5 | 10 | Sole | 133-5 | ABCN | No | A161464365 | Landis | 60 | 6 | AWG | 0.5 | 6 | AWG | 3 Phase | 124.6958 | 11.3011 | tamayo |  | 11.30112,124.69577
2026-01-28 | 11:05 | 133-5 | F1 | C1 | 2 | 2 | Horizontal | ABCN | 133-5 | J5 | 36557 | Under Built(UB) | Bare | 133-5 | 10 | Sole | 133-5 | ABCN | No | 201900040375 | Intec | 30 | 6 | AWG | 0.5 | 6 | AWG | 3 Phase | 124.6958 | 11.3011 | tamayo |  | 11.30112,124.69577
2026-01-28 | 11:06 | 133-5 | F1 | C1 | 2 | 2 | Horizontal | ABCN | 133-5 | J5 | 36557 | Under Built(UB) | Bare | 133-5 | 10 | Sole | 133-5 | ABCN | No | 201900069186 | Intec | 60 | 6 | AWG | 0.5 | 6 | AWG | 3 Phase | 124.6958 | 11.3011 | tamayo |  | 11.30112,124.69577
2026-01-28 | 12:43 | 133-6 | F1 | C1 | 2 | 2 | Horizontal | ABCN | 133-6 | [18 empty] | 3 Phase |  |  | tamayo |  | ,
2026-01-28 | 12:44 | 133-6 | F1 | C1 | 2 | 2 | Horizontal | ABCN | 133-6 | J5 | 36557 | Under Built(UB) | Bare | 133-6 | [13 empty] | 3 Phase |  |  | tamayo |  | ,
2026-01-28 | 12:45 | 133-5 | F1 | C1 | 2 | 2 | Horizontal | ABCN | 133-5 | J5 | 36557 | Under Built(UB) | Bare | 133-6 | 15 |  | 133 | [10 empty] | 3 Phase |  |  | tamayo |  | ,
2026-01-28 | 12:45 | 133-5 | F1 | C1 | 2 | 2 | Horizontal | ABCN | 133-5 | J5 | 36557 | Under Built(UB) | Bare | 133-5 | 15 |  | 133 | [10 empty] | 3 Phase |  |  | tamayo |  | ,
2026-01-28 | 12:46 | 133-5 | F1 | C1 | 2 | 2 | Horizontal | ABCN | 133-5 | J5 | 36557 | Under Built(UB) | Bare | 133-5 | 15 | Sole | 133-5 | ABCN | Yes | [8 empty] | 3 Phase |  |  | tamayo |  | ,
2026-01-28 | 12:47 | 133-5 | F1 | C1 | 2 | 2 | Horizontal | ABCN | 133-5 | J5 | 36557 | Under Built(UB) | Bare | 133-5 | 15 | Sole | 133-5 | ABCN | Yes | A071012091 | Landis | 30 | 6 | AWG | 0.5 | 6 | AWG | 3 Phase |  |  | tamayo |  | ,
2026-01-28 | 12:47 | 133-5 | F1 | C1 | 2 | 2 | Horizontal | ABCN | 133-5 | J5 | 36557 | Under Built(UB) | Bare | 133-5 | 15 | Sole | 133-5 | ABCN | Yes | A071012029 | Landis | 30 | 6 | AWG | 0.5 | 6 | AWG | 3 Phase |  |  | tamayo |  | ,
2026-01-28 | 12:47 | 133-5 | F1 | C1 | 2 | 2 | Horizontal | ABCN | 133-5 | J5 | 36557 | Under Built(UB) | Bare | 133-5 | 15 | Sole | 133-5 | ABCN | Yes | A071012329 | Landis | 30 | 6 | AWG | 0.5 | 6 | AWG | 3 Phase |  |  | tamayo |  | ,
2026-01-28 | 12:48 | 133-5 | F1 | C1 | 2 | 2 | Horizontal | ABCN | 133-5 | J5 | 36557 | Under Built(UB) | Bare | 133-5 | 15 | Sole | 133-5 | ABCN | Yes | A071012330 | Landis | 30 | 6 | AWG | 0.5 | 6 | AWG | 3 Phase |  |  | tamayo |  | ,
2026-01-28 | 12:48 | 133-5 | F1 | C1 | 2 | 2 | Horizontal | ABCN | 133-5 | J5 | 36557 | Under Built(UB) | Bare | 133-5 | 15 | Sole | 133-5 | ABCN | Yes | A071012331 | Landis | 60 | 6 | AWG | 0.5 | 6 | AWG | 3 Phase |  |  | tamayo |  | ,
2026-01-28 | 12:48 | 133-5 | F1 | C1 | 2 | 2 | Horizontal | ABCN | 133-5 | J5 | 36557 | Under Built(UB) | Bare | 133-5 | 15 | Sole | 133-5 | ABCN | Yes | A071012332 | Landis | 60 | 6 | AWG | 0.5 | 6 | AWG | 3 Phase |  |  | tamayo |  | ,
2026-01-28 | 12:48 | 133-5 | F1 | C1 | 2 | 2 | Horizontal | ABCN | 133-5 | J5 | 36557 | Under Built(UB) | Bare | 133-5 | 15 | Sole | 133-5 | ABCN | Yes | A071012333 | Landis | 60 | 6 | AWG | 0.5 | 6 | AWG | 3 Phase |  |  | tamayo |  | ,
2026-01-28 | 12:49 | 133-5 | F1 | C1 | 2 | 2 | Horizontal | ABCN | 133-5 | J5 | 36557 | Under Built(UB) | Bare | 133-5 | 15 | Sole | 133-5 | ABCN | Yes | A071012334 | Landis | 60 | 6 | AWG | 0.5 | 6 | AWG | 3 Phase |  |  | tamayo |  | ,
2026-01-28 | 12:49 | 133-5 | F1 | C1 | 2 | 2 | Horizontal | ABCN | 133-5 | J5 | 36557 | Under Built(UB) | Bare | 133-5 | 15 | Sole | 133-5 | ABCN | Yes | A071012335 | Landis | 60 | 6 | AWG | 0.5 | 6 | AWG | 3 Phase |  |  | tamayo |  | ,
2026-01-28 | 12:49 | 133-5 | F1 | C1 | 2 | 2 | Horizontal | ABCN | 133-5 | J5 | 36557 | Under Built(UB) | Bare | 133-5 | 15 | Sole | 133-5 | ABCN | Yes | A071012336 | Landis | 60 | 6 | AWG | 0.5 | 6 | AWG | 3 Phase |  |  | tamayo |  | ,
2026-01-28 | 12:50 | 133-5 | F1 | C1 | 2 | 2 | Horizontal | ABCN | 133-5 | J5 | 36557 | Under Built(UB) | Bare | 133-5 | 15 | Sole | 133-5 | ABCN | Yes | A071014286 | Landis | 60 | 6 | AWG | 0.5 | 6 | AWG | 3 Phase |  |  | tamayo |  | ,
2026-01-28 | 12:50 | 133-5 | F1 | C1 | 2 | 2 | Horizontal | ABCN | 133-5 | J5 | 36557 | Under Built(UB) | Bare | 133-5 | 15 | Sole | 133-5 | ABCN | Yes | A071012164 | Landis | 60 | 6 | AWG | 0.5 | 6 | AWG | 3 Phase |  |  | tamayo |  | ,
2026-01-28 | 12:50 | 133-5 | F1 | C1 | 2 | 2 | Horizontal | ABCN | 133-5 | J5 | 36557 | Under Built(UB) | Bare | 133-5 | 15 | Sole | 133-5 | ABCN | Yes | A071012163 | Landis | 60 | 6 | AWG | 0.5 | 6 | AWG | 3 Phase |  |  | tamayo |  | ,
2026-01-28 | 12:50 | 133-5 | F1 | C1 | 2 | 2 | Horizontal | ABCN | 133-5 | J5 | 36557 | Under Built(UB) | Bare | 133-5 | 15 | Sole | 133-5 | ABCN | Yes | A071012162 | Landis | 30 | 6 | AWG | 0.5 | 6 | AWG | 3 Phase |  |  | tamayo |  | ,
2026-01-28 | 12:51 | 133-5 | F1 | C1 | 2 | 2 | Horizontal | ABCN | 133-5 | J5 | 36557 | Under Built(UB) | Bare | 133-5 | 15 | Sole | 133-5 | ABCN | Yes | A071012161 | Landis | 60 | 6 | AWG | 0.5 | 6 | AWG | 3 Phase |  |  | tamayo |  | ,
2026-01-28 | 12:51 | 133-5 | F1 | C1 | 2 | 2 | Horizontal | ABCN | 133-5 | J5 | 36557 | Under Built(UB) | Bare | 133-5 | 15 | Sole | 133-5 | ABCN | Yes | A071012160 | Landis | 60 | 6 | AWG | 0.5 | 6 | AWG | 3 Phase |  |  | tamayo |  | ,
2026-01-28 | 12:51 | 133-5 | F1 | C1 | 2 | 2 | Horizontal | ABCN | 133-5 | J5 | 36557 | Under Built(UB) | Bare | 133-5 | 15 | Sole | 133-5 | ABCN | Yes | A071012158 | Landis | 100 | 6 | AWG | 0.5 | 6 | AWG | 3 Phase |  |  | tamayo |  | ,
2026-01-28 | 12:51 | 133-5 | F1 | C1 | 2 | 2 | Horizontal | ABCN | 133-5 | J5 | 36557 | Under Built(UB) | Bare | 133-5 | 15 | Sole | 133-5 | ABCN | Yes | A071012157 | Landis | 60 | 6 | AWG | 0.5 | 6 | AWG | 3 Phase |  |  | tamayo |  | ,
2026-01-28 | 12:52 | 133-5 | F1 | C1 | 2 | 2 | Horizontal | ABCN | 133-5 | J5 | 36557 | Under Built(UB) | Bare | 133-5 | 15 | Sole | 133-5 | ABCN | Yes | 90283471 | Techen | 60 | 6 | AWG | 0.5 | 6 | AWG | 3 Phase |  |  | tamayo |  | ,
2026-01-28 | 13:21 | 133-7 | F1 | C1 | 2 | 2 | Horizontal | ABCN | 133-7 | [18 empty] | 3 Phase |  |  | tamayo |  | ,
2026-01-28 | 13:22 | 133-7 | F1 | C1 | 2 | 2 | Horizontal | CBAN | 133-7 | [18 empty] | 3 Phase |  |  | tamayo |  | ,
2026-01-28 | 13:22 | 133-7 | F1 | C1 | 2 | 2 | Horizontal | CBAN | 133-7 | J5 | 36557 | Under Built(UB) | Bare | 133-7 | [13 empty] | 3 Phase |  |  | tamayo |  | ,
2026-01-28 | 13:23 | 133-7 | F1 | C1 | 2 | 2 | Horizontal | CBAN | 133-7 | J5 | 36557 | Under Built(UB) | Bare | 133-7 | 10 | Sole | 133-7 | AN | Yes | [8 empty] | 3 Phase |  |  | tamayo |  | ,
2026-01-28 | 13:24 | 133-7 | F1 | C1 | 2 | 2 | Horizontal | CBAN | 133-7 | J5 | 36557 | Under Built(UB) | Bare | 133-7 | 15 | Common | 133-7 | AN | Yes | [8 empty] | 3 Phase |  |  | tamayo |  | ,
2026-01-28 | 13:25 | 133-7 | F1 | C1 | 2 | 2 | Horizontal | CBAN | 133-7 | J5 | 36557 | Under Built(UB) | Bare | 133-7 | 15 | Common | 133-7 | AN | Yes | A221333371 | Landis | 60 | 6 | AWG | 0.5 | 6 | AWG | 3 Phase |  |  | tamayo |  | ,
2026-01-28 | 13:25 | 133-7 | F1 | C1 | 2 | 2 | Horizontal | CBAN | 133-7 | J5 | 36557 | Under Built(UB) | Bare | 133-7 | 15 | Common | 133-7 | AN | Yes | 90351245 | Intec | 100 | 6 | AWG | 0.5 | 6 | AWG | 3 Phase |  |  | tamayo |  | ,
2026-01-28 | 13:26 | 133-7 | F1 | C1 | 2 | 2 | Horizontal | CBAN | 133-7 | J5 | 36557 | Under Built(UB) | Bare | 133-7 | 15 | Common | 133-7 | AN | Yes | 201800121186 | Intec | 100 | 6 | AWG | 0.5 | 6 | AWG | 3 Phase |  |  | tamayo |  | ,
2026-01-28 | 13:26 | 133-7 | F1 | C1 | 2 | 2 | Horizontal | CBAN | 133-7 | J5 | 36557 | Under Built(UB) | Bare | 133-7 | 15 | Common | 133-7 | AN | Yes | 201900062568 | Intec | 60 | 6 | AWG | 0.5 | 6 | AWG | 3 Phase |  |  | tamayo |  | ,
2026-01-28 | 13:26 | 133-7 | F1 | C1 | 2 | 2 | Horizontal | CBAN | 133-7 | J5 | 36557 | Under Built(UB) | Bare | 133-7 | 15 | Common | 133-7 | AN | Yes | 431249 | Intec | 60 | 6 | AWG | 0.5 | 6 | AWG | 3 Phase |  |  | tamayo |  | ,
2026-01-28 | 13:27 | 133-7 | F1 | C1 | 2 | 2 | Horizontal | CBAN | 133-7 | J5 | 36557 | Under Built(UB) | Bare | 133-7 | 15 | Common | 133-7 | AN | Yes | 202400086719 | Intec | 60 | 6 | AWG | 0.5 | 6 | AWG | 3 Phase |  |  | tamayo |  | ,
2026-01-28 | 13:27 | 133-7 | F1 | C1 | 2 | 2 | Horizontal | CBAN | 133-7 | J5 | 36557 | Under Built(UB) | Bare | 133-7 | 15 | Common | 133-7 | AN | Yes | A161464364 | Landis | 100 | 6 | AWG | 0.5 | 6 | AWG | 3 Phase |  |  | tamayo |  | ,
2026-01-28 | 13:27 | 133-7 | F1 | C1 | 2 | 2 | Horizontal | CBAN | 133-7 | J5 | 36557 | Under Built(UB) | Bare | 133-7 | 15 | Common | 133-7 | AN | Yes | A161464327 | Landis | 60 | 6 | AWG | 0.5 | 6 | AWG | 3 Phase |  |  | tamayo |  | ,
2026-01-28 | 13:28 | 133-7 | F1 | C1 | 2 | 2 | Horizontal | CBAN | 133-7 | J5 | 36557 | Under Built(UB) | Bare | 133-7 | 15 | Common | 133-7 | AN | Yes | A261452864 | Landis | 60 | 6 | AWG | 0.5 | 6 | AWG | 3 Phase |  |  | tamayo |  | ,
2026-01-28 | 13:28 | 133-7 | F1 | C1 | 2 | 2 | Horizontal | CBAN | 133-7 | J5 | 36557 | Under Built(UB) | Bare | 133-7 | 15 | Common | 133-7 | AN | Yes | A251121348 | Landis | 60 | 6 | AWG | 0.5 | 6 | AWG | 3 Phase |  |  | tamayo |  | ,
2026-01-28 | 13:29 | 133-7 | F1 | C1 | 2 | 2 | Horizontal | CBAN | 133-7 | J5 | 36557 | Under Built(UB) | Bare | 133-7 | 15 | Common | 133-7 | AN | Yes | A151535746 | Landis | 60 | 6 | AWG | 0.5 | 6 | AWG | 3 Phase |  |  | tamayo |  | ,
2026-01-28 | 13:29 | 133-7 | F1 | C1 | 2 | 2 | Horizontal | CBAN | 133-7 | J5 | 36557 | Under Built(UB) | Bare | 133-7 | 15 | Common | 133-7 | AN | Yes | A221331498 | Landis | 60 | 6 | AWG | 0.5 | 6 | AWG | 3 Phase |  |  | tamayo |  | ,
2026-01-28 | 13:31 | 133-7-A | F1 | C1 | 2 | 2 | Horizontal | CBAN | 133-7-A | J5 | 36557 | Under Built(UB) | Bare | 133-7 |  |  |  | AN |  |  |  |  | 6 | AWG | 0.5 | 6 | AWG | 3 Phase | 124.6969 | 11.3013 | tamayo |  | 11.30128,124.69687
2026-01-28 | 13:31 | 133-7-A | F1 | C1 | 2 | 2 | Horizontal | CBAN | 133-7-A | J6 | 36557 | Under Built(UB) | Bare | 133-7-A |  |  |  | AN |  |  |  |  | 6 | AWG | 0.5 | 6 | AWG | 3 Phase | 124.6969 | 11.3013 | tamayo |  | 11.30128,124.69687
2026-01-28 | 13:32 | 133-7-A | F1 | C1 | 2 | 2 | Horizontal | CBAN | 133-7-A | J6 | 36557 | Under Built(UB) | Bare | 133-7-A |  |  |  | AN |  | 202400087813 | Intec | 100 | 6 | AWG | 0.5 | 6 | AWG | 3 Phase | 124.6969 | 11.3013 | tamayo |  | 11.30128,124.69687
2026-01-28 | 13:32 | 133-7-A | F1 | C1 | 2 | 2 | Horizontal | CBAN | 133-7-A | J6 | 36557 | Under Built(UB) | Bare | 133-7-A |  |  |  | AN |  | 202400087497 | Intec | 100 | 6 | AWG | 0.5 | 6 | AWG | 3 Phase | 124.6969 | 11.3013 | tamayo |  | 11.30128,124.69687
2026-01-28 | 13:32 | 133-7-A | F1 | C1 | 2 | 2 | Horizontal | CBAN | 133-7-A | J6 | 36557 | Under Built(UB) | Bare | 133-7-A |  |  |  | AN |  | A151535748 | Landis | 60 | 6 | AWG | 0.5 | 6 | AWG | 3 Phase | 124.6969 | 11.3013 | tamayo |  | 11.30128,124.69687
2026-01-28 | 13:33 | 133-7-A | F1 | C1 | 2 | 2 | Horizontal | CBAN | 133-7-A | J6 | 36557 | Under Built(UB) | Bare | 133-7-A |  |  |  | AN |  | A101202691 | Landis | 60 | 6 | AWG | 0.5 | 6 | AWG | 3 Phase | 124.6969 | 11.3013 | tamayo |  | 11.30128,124.69687
2026-01-28 | 13:33 | 133-7-A | F1 | C1 | 2 | 2 | Horizontal | CBAN | 133-7-A | J6 | 36557 | Under Built(UB) | Bare | 133-7-A |  |  |  | AN |  | A161464363 | Landis | 100 | 6 | AWG | 0.5 | 6 | AWG | 3 Phase | 124.6969 | 11.3013 | tamayo |  | 11.30128,124.69687
2026-01-28 | 13:33 | 133-7-A | F1 | C1 | 2 | 2 | Horizontal | CBAN | 133-7-A | J6 | 36557 | Under Built(UB) | Bare | 133-7-A |  |  |  | AN |  | A161464332 | Landis | 60 | 6 | AWG | 0.5 | 6 | AWG | 3 Phase | 124.6969 | 11.3013 | tamayo |  | 11.30128,124.69687
2026-01-28 | 13:33 | 133-7-A | F1 | C1 | 2 | 2 | Horizontal | CBAN | 133-7-A | J6 | 36557 | Under Built(UB) | Bare | 133-7-A |  |  |  | AN |  | A151535752 | Landis | 60 | 6 | AWG | 0.5 | 6 | AWG | 3 Phase | 124.6969 | 11.3013 | tamayo |  | 11.30128,124.69687
2026-01-28 | 13:37 | 133-8 | F1 | C1 | 2 | 2 | Horizontal | CBAN | 133-8 | J6 | 36557 | Under Built(UB) | Bare | 133-8 |  |  |  | AN | [9 empty] | 3 Phase | 124.6969 | 11.3013 | tamayo |  | 11.30128,124.69687
2026-01-28 | 13:38 | 133-8 | F1 | C1 | 2 | 2 | Horizontal | CBAN | 133-8 | J5 | 36557 | Under Built(UB) | Bare | 133-8 |  |  |  | AN | [9 empty] | 3 Phase | 124.6969 | 11.3013 | tamayo |  | 11.30128,124.69687
2026-01-28 | 13:40 | 133-8 | F1 | C1 | 2 | 2 | Horizontal | CBAN | 133-8 | J5 | 36557 | Under Built(UB) | Bare | 133-8 | 10 | Sole | 133-8 | ABCN | No | [8 empty] | 3 Phase | 124.6969 | 11.3013 | tamayo |  | 11.30128,124.69687
2026-01-28 | 13:41 | 133-8 | F1 | C1 | 2 | 2 | Horizontal | CBAN | 133-8 | J5 | 36557 | Under Built(UB) | Bare | 133-8 | 10 | Sole | 133-8 | ABCN | No | A161464211 | Landis | 30 | 6 | AWG | 0.5 | 6 | AWG | 3 Phase | 124.6969 | 11.3013 | tamayo |  | 11.30128,124.69687
2026-01-28 | 13:41 | 133-8 | F1 | C1 | 2 | 2 | Horizontal | CBAN | 133-8 | J5 | 36557 | Under Built(UB) | Bare | 133-8 | 10 | Sole | 133-8 | ABCN | No | 201900039760 | Intec | 30 | 6 | AWG | 0.5 | 6 | AWG | 3 Phase | 124.6969 | 11.3013 | tamayo |  | 11.30128,124.69687
2026-01-28 | 13:41 | 133-8 | F1 | C1 | 2 | 2 | Horizontal | CBAN | 133-8 | J5 | 36557 | Under Built(UB) | Bare | 133-8 | 10 | Sole | 133-8 | ABCN | No | 202400047778 | Intec | 60 | 6 | AWG | 0.5 | 6 | AWG | 3 Phase | 124.6969 | 11.3013 | tamayo |  | 11.30128,124.69687
2026-01-28 | 13:41 | 133-8 | F1 | C1 | 2 | 2 | Horizontal | CBAN | 133-8 | J5 | 36557 | Under Built(UB) | Bare | 133-8 | 10 | Sole | 133-8 | ABCN | No | A361186865 | Landis | 60 | 6 | AWG | 0.5 | 6 | AWG | 3 Phase | 124.6969 | 11.3013 | tamayo |  | 11.30128,124.69687
2026-01-28 | 13:42 | 133-8 | F1 | C1 | 2 | 2 | Horizontal | CBAN | 133-8 | J5 | 36557 | Under Built(UB) | Bare | 133-8 | 10 | Sole | 133-8 | ABCN | No | A161464207 | Landis | 60 | 6 | AWG | 0.5 | 6 | AWG | 3 Phase | 124.6969 | 11.3013 | tamayo |  | 11.30128,124.69687
2026-01-28 | 13:42 | 133-8 | F1 | C1 | 2 | 2 | Horizontal | CBAN | 133-8 | J5 | 36557 | Under Built(UB) | Bare | 133-8 | 10 | Sole | 133-8 | ABCN | No | A291457103 | Landis | 60 | 6 | AWG | 0.5 | 6 | AWG | 3 Phase | 124.6969 | 11.3013 | tamayo |  | 11.30128,124.69687
2026-01-28 | 13:42 | 133-8 | F1 | C1 | 2 | 2 | Horizontal | CBAN | 133-8 | J5 | 36557 | Under Built(UB) | Bare | 133-8 | 10 | Sole | 133-8 | ABCN | No | A390933997 | Landis | 60 | 6 | AWG | 0.5 | 6 | AWG | 3 Phase | 124.6969 | 11.3013 | tamayo |  | 11.30128,124.69687
2026-01-28 | 13:43 | 133-8 | F1 | C1 | 2 | 2 | Horizontal | CBAN | 133-8 | J5 | 36557 | Under Built(UB) | Bare | 133-8 | 10 | Sole | 133-8 | ABCN | No | SCl34876 | Landis | 60 | 6 | AWG | 0.5 | 6 | AWG | 3 Phase | 124.6969 | 11.3013 | tamayo |  | 11.30128,124.69687
2026-01-28 | 13:43 | 133-8 | F1 | C1 | 2 | 2 | Horizontal | CBAN | 133-8 | J5 | 36557 | Under Built(UB) | Bare | 133-8 | 10 | Sole | 133-8 | ABCN | No | A151244799 | Landis | 60 | 6 | AWG | 0.5 | 6 | AWG | 3 Phase | 124.6969 | 11.3013 | tamayo |  | 11.30128,124.69687
2026-01-28 | 13:43 | 133-8 | F1 | C1 | 2 | 2 | Horizontal | CBAN | 133-8 | J5 | 36557 | Under Built(UB) | Bare | 133-8 | 10 | Sole | 133-8 | ABCN | No | A171111611 | Landis | 60 | 6 | AWG | 0.5 | 6 | AWG | 3 Phase | 124.6969 | 11.3013 | tamayo |  | 11.30128,124.69687
2026-01-28 | 13:44 | 133-8 | F1 | C1 | 2 | 2 | Horizontal | CBAN | 133-8 | J5 | 36557 | Under Built(UB) | Bare | 133-8 | 10 | Sole | 133-8 | ABCN | No | 202400048053 | Intec | 60 | 6 | AWG | 0.5 | 6 | AWG | 3 Phase | 124.6978 | 11.3014 | tamayo |  | 11.3014,124.69779
2026-01-28 | 13:44 | 133-8 | F1 | C1 | 2 | 2 | Horizontal | CBAN | 133-8 | J5 | 36557 | Under Built(UB) | Bare | 133-8 | 10 | Sole | 133-8 | ABCN | No | A151535751 | Landis | 60 | 6 | AWG | 0.5 | 6 | AWG | 3 Phase | 124.6978 | 11.3014 | tamayo |  | 11.3014,124.69779
2026-01-28 | 13:44 | 133-8 | F1 | C1 | 2 | 2 | Horizontal | CBAN | 133-8 | J5 | 36557 | Under Built(UB) | Bare | 133-8 | 10 | Sole | 133-8 | ABCN | No | A261453628 | Landis | 60 | 6 | AWG | 0.5 | 6 | AWG | 3 Phase | 124.6978 | 11.3014 | tamayo |  | 11.3014,124.69779
2026-01-28 | 13:45 | 133-8 | F1 | C1 | 2 | 2 | Horizontal | CBAN | 133-8 | J5 | 36557 | Under Built(UB) | Bare | 133-8 | 10 | Sole | 133-8 | ABCN | No | A151535222 | Landis | 60 | 6 | AWG | 0.5 | 6 | AWG | 3 Phase | 124.6977 | 11.3012 | tamayo |  | 11.30123,124.69771
2026-01-28 | 13:47 | 133-9 | F1 | C1 | 2 | 2 | Horizontal | CBAN | 133-9 | J5 | 36557 | Under Built(UB) | Bare | 133-8 | 10 | Sole | 133-8 | ABCN | No |  |  |  | 6 | AWG | 0.5 | 6 | AWG | 3 Phase | 124.6978 | 11.3011 | tamayo |  | 11.3011,124.69781
2026-01-28 | 13:47 | 133-9 | F1 | C1 | 2 | 2 | Horizontal | ABCN | 133-9 | J5 | 36557 | Under Built(UB) | Bare | 133-8 |  |  |  | ABCN |  |  |  |  | 6 | AWG | 0.5 | 6 | AWG | 3 Phase | 124.6978 | 11.3011 | tamayo |  | 11.3011,124.69781
2026-01-28 | 13:47 | 133-9 | F1 | C1 | 2 | 2 | Horizontal | ABCN | 133-9 | J5 | 36557 | Under Built(UB) | Bare | 133-9 |  |  |  | ABCN |  |  |  |  | 6 | AWG | 0.5 | 6 | AWG | 3 Phase | 124.6978 | 11.3011 | tamayo |  | 11.3011,124.69781
2026-01-28 | 13:48 | 133-9 | F1 | C1 | 2 | 2 | Horizontal | ABCN | 133-9 | J5 | 36557 | Under Built(UB) | Bare | 133-9 |  |  |  | ABCN |  | 202300205311 | Intec | 30 | 6 | AWG | 0.5 | 6 | AWG | 3 Phase | 124.6979 | 11.3012 | tamayo |  | 11.30119,124.69787
2026-01-28 | 13:48 | 133-9 | F1 | C1 | 2 | 2 | Horizontal | ABCN | 133-9 | J5 | 36557 | Under Built(UB) | Bare | 133-9 |  |  |  | ABCN |  | 201900064243 | Intec | 30 | 6 | AWG | 0.5 | 6 | AWG | 3 Phase | 124.6979 | 11.3012 | tamayo |  | 11.30119,124.69787
2026-01-28 | 13:48 | 133-9 | F1 | C1 | 2 | 2 | Horizontal | ABCN | 133-9 | J5 | 36557 | Under Built(UB) | Bare | 133-9 |  |  |  | ABCN |  | SCL35430 | Landis | 60 | 6 | AWG | 0.5 | 6 | AWG | 3 Phase | 124.6979 | 11.3012 | tamayo |  | 11.30119,124.69787
2026-01-28 | 13:49 | 133-9 | F1 | C1 | 2 | 2 | Horizontal | ABCN | 133-9 | J5 | 36557 | Under Built(UB) | Bare | 133-9 |  |  |  | ABCN |  | A151535747 | Landis | 60 | 6 | AWG | 0.5 | 6 | AWG | 3 Phase | 124.6979 | 11.3012 | tamayo |  | 11.30123,124.69788
2026-01-28 | 13:49 | 133-9 | F1 | C1 | 2 | 2 | Horizontal | ABCN | 133-9 | J5 | 36557 | Under Built(UB) | Bare | 133-9 |  |  |  | ABCN |  | A161464322 | Landis | 100 | 6 | AWG | 0.5 | 6 | AWG | 3 Phase | 124.6979 | 11.3012 | tamayo |  | 11.30123,124.69788
2026-01-28 | 13:49 | 133-9 | F1 | C1 | 2 | 2 | Horizontal | ABCN | 133-9 | J5 | 36557 | Under Built(UB) | Bare | 133-9 |  |  |  | ABCN |  | A161464317 | Landis | 100 | 6 | AWG | 0.5 | 6 | AWG | 3 Phase | 124.6979 | 11.3012 | tamayo |  | 11.30123,124.69788
2026-01-28 | 13:50 | 133-9 | F1 | C1 | 2 | 2 | Horizontal | ABCN | 133-9 | J5 | 36557 | Under Built(UB) | Bare | 133-9 |  |  |  | ABCN |  | A151535755 | Landis | 100 | 6 | AWG | 0.5 | 6 | AWG | 3 Phase | 124.6979 | 11.3012 | tamayo |  | 11.30123,124.69788
2026-01-28 | 13:50 | 133-9 | F1 | C1 | 2 | 2 | Horizontal | ABCN | 133-9 | J5 | 36557 | Under Built(UB) | Bare | 133-9 |  |  |  | ABCN |  | A161464320 | Landis | 60 | 6 | AWG | 0.5 | 6 | AWG | 3 Phase | 124.6979 | 11.3013 | tamayo |  | 11.3013,124.69793
2026-01-28 | 13:50 | 133-9 | F1 | C1 | 2 | 2 | Horizontal | ABCN | 133-9 | J5 | 36557 | Under Built(UB) | Bare | 133-9 |  |  |  | ABCN |  | A151537103 | Landis | 60 | 6 | AWG | 0.5 | 6 | AWG | 3 Phase | 124.6979 | 11.3013 | tamayo |  | 11.3013,124.69793
2026-01-28 | 13:51 | 133-9 | F1 | C1 | 2 | 2 | Horizontal | ABCN | 133-9 | J5 | 36557 | Under Built(UB) | Bare | 133-9 |  |  |  | ABCN |  | A161464315 | Landis | 60 | 6 | AWG | 0.5 | 6 | AWG | 3 Phase | 124.6979 | 11.3013 | tamayo |  | 11.3013,124.69793
2026-01-28 | 13:51 | 133-9 | F1 | C1 | 2 | 2 | Horizontal | ABCN | 133-9 | J5 | 36557 | Under Built(UB) | Bare | 133-9 |  |  |  | ABCN |  | A251259847 | Landis | 60 | 6 | AWG | 0.5 | 6 | AWG | 3 Phase | 124.698 | 11.3013 | tamayo |  | 11.30134,124.69797
2026-01-28 | 13:51 | 133-9 | F1 | C1 | 2 | 2 | Horizontal | ABCN | 133-9 | J5 | 36557 | Under Built(UB) | Bare | 133-9 |  |  |  | ABCN |  | A361187142 | Landis | 60 | 6 | AWG | 0.5 | 6 | AWG | 3 Phase | 124.698 | 11.3013 | tamayo |  | 11.30134,124.69797
2026-01-28 | 13:52 | 133-9 | F1 | C1 | 2 | 2 | Horizontal | ABCN | 133-9 | J5 | 36557 | Under Built(UB) | Bare | 133-9 |  |  |  | ABCN |  | A161464331 | Landis | 100 | 6 | AWG | 0.5 | 6 | AWG | 3 Phase | 124.698 | 11.3013 | tamayo |  | 11.30134,124.69797
2026-01-28 | 13:52 | 133-9 | F1 | C1 | 2 | 2 | Horizontal | ABCN | 133-9 | J5 | 36557 | Under Built(UB) | Bare | 133-9 |  |  |  | ABCN |  | A161464319 | Landis | 60 | 6 | AWG | 0.5 | 6 | AWG | 3 Phase | 124.698 | 11.3013 | tamayo |  | 11.30134,124.69797
2026-01-28 | 13:52 | 133-9 | F1 | C1 | 2 | 2 | Horizontal | ABCN | 133-9 | J5 | 36557 | Under Built(UB) | Bare | 133-9 |  |  |  | ABCN |  | A321247201 | Landis | 60 | 6 | AWG | 0.5 | 6 | AWG | 3 Phase | 124.698 | 11.3014 | tamayo |  | 11.30142,124.69799
2026-01-28 | 13:53 | 133-9 | F1 | C1 | 2 | 2 | Horizontal | ABCN | 133-9 | J5 | 36557 | Under Built(UB) | Bare | 133-9 |  |  |  | ABCN |  | A171111929 | Landis | 60 | 6 | AWG | 0.5 | 6 | AWG | 3 Phase | 124.698 | 11.3014 | tamayo |  | 11.30142,124.69799
2026-01-28 | 13:53 | 133-9 | F1 | C1 | 2 | 2 | Horizontal | ABCN | 133-9 | J5 | 36557 | Under Built(UB) | Bare | 133-9 |  |  |  | ABCN |  | 202400048649 | Intec | 100 | 6 | AWG | 0.5 | 6 | AWG | 3 Phase | 124.698 | 11.3014 | tamayo |  | 11.30142,124.69799
2026-01-28 | 13:53 | 133-9 | F1 | C1 | 2 | 2 | Horizontal | ABCN | 133-9 | J5 | 36557 | Under Built(UB) | Bare | 133-9 |  |  |  | ABCN |  | 431675 | Intec | 100 | 6 | AWG | 0.5 | 6 | AWG | 3 Phase | 124.698 | 11.3014 | tamayo |  | 11.30142,124.69799
2026-01-28 | 13:54 | 133-9 | F1 | C1 | 2 | 2 | Horizontal | ABCN | 133-9 | J5 | 36557 | Under Built(UB) | Bare | 133-9 |  |  |  | ABCN |  | 90222278 | Techen | 60 | 6 | AWG | 0.5 | 6 | AWG | 3 Phase | 124.698 | 11.3014 | tamayo |  | 11.30142,124.69799
2026-01-28 | 13:54 | 133-9 | F1 | C1 | 2 | 2 | Horizontal | ABCN | 133-9 | J5 | 36557 | Under Built(UB) | Bare | 133-9 |  |  |  | ABCN |  | 202400048453 | Intec | 100 | 6 | AWG | 0.5 | 6 | AWG | 3 Phase | 124.698 | 11.3014 | tamayo |  | 11.30142,124.69799
2026-01-28 | 13:54 | 133-9 | F1 | C1 | 2 | 2 | Horizontal | ABCN | 133-9 | J5 | 36557 | Under Built(UB) | Bare | 133-9 |  |  |  | ABCN |  | 202400048390 | Intec | 100 | 6 | AWG | 0.5 | 6 | AWG | 3 Phase | 124.698 | 11.3014 | tamayo |  | 11.30144,124.69804
2026-01-28 | 13:55 | 133-9 | F1 | C1 | 2 | 2 | Horizontal | ABCN | 133-9 | J5 | 36557 | Under Built(UB) | Bare | 133-9 |  |  |  | ABCN |  | 202400048455 | Intec | 60 | 6 | AWG | 0.5 | 6 | AWG | 3 Phase | 124.698 | 11.3014 | tamayo |  | 11.30144,124.69804
2026-01-28 | 13:55 | 133-9 | F1 | C1 | 2 | 2 | Horizontal | ABCN | 133-9 | J5 | 36557 | Under Built(UB) | Bare | 133-9 |  |  |  | ABCN |  | A081436789 | Landis | 60 | 6 | AWG | 0.5 | 6 | AWG | 3 Phase | 124.6981 | 11.3016 | tamayo |  | 11.30156,124.69813
2026-01-28 | 13:56 | 133-9 | F1 | C1 | 2 | 2 | Horizontal | ABCN | 133-9 | J5 | 36557 | Under Built(UB) | Bare | 133-9 |  |  |  | ABCN |  | A221462437 | Landis | 100 | 6 | AWG | 0.5 | 6 | AWG | 3 Phase | 124.6981 | 11.3016 | tamayo |  | 11.30156,124.69813
2026-01-28 | 13:58 | 133-10 | F1 | C1 | 2 | 2 | Horizontal | ABCN | 133-10 | J5 | 36557 | Under Built(UB) | Bare | 133-9 |  |  |  | ABCN |  |  |  |  | 6 | AWG | 0.5 | 6 | AWG | 3 Phase | 124.6982 | 11.3016 | tamayo |  | 11.30162,124.69819
2026-01-28 | 13:59 | 133-10 | F1 | C1 | 2 | 2 | Horizontal | ABCN | 133-10 | J5 | 36557 | Under Built(UB) | Bare | 133-10 |  |  |  | ABCN |  |  |  |  | 6 | AWG | 0.5 | 6 | AWG | 3 Phase | 124.6982 | 11.3016 | tamayo |  | 11.30162,124.69819
2026-01-28 | 13:59 | 133-10 | F1 | C1 | 2 | 2 | Horizontal | ABCN | 133-10 | J5 | 36557 | Under Built(UB) | Bare | 133-10 | 50 | Common | 133-10 | ABCN | No |  |  |  | 6 | AWG | 0.5 | 6 | AWG | 3 Phase | 124.6982 | 11.3016 | tamayo |  | 11.30162,124.69819
2026-01-28 | 14:00 | 133-10 | F1 | C1 | 2 | 2 | Horizontal | ABCN | 133-10 | J5 | 36557 | Under Built(UB) | Bare | 133-10 | 50 | Common | 133-10 | ABCN | No | SCL77564 | Landis | 60 | 6 | AWG | 0.5 | 6 | AWG | 3 Phase | 124.6982 | 11.3016 | tamayo |  | 11.30162,124.69819
2026-01-28 | 14:00 | 133-10 | F1 | C1 | 2 | 2 | Horizontal | ABCN | 133-10 | J5 | 36557 | Under Built(UB) | Bare | 133-10 | 50 | Common | 133-10 | ABCN | No | 202200102097 | Intec | 60 | 6 | AWG | 0.5 | 6 | AWG | 3 Phase | 124.6982 | 11.3016 | tamayo |  | 11.30162,124.69819
2026-01-28 | 14:01 | 133-10 | F1 | C1 | 2 | 2 | Horizontal | ABCN | 133-10 | J5 | 36557 | Under Built(UB) | Bare | 133-10 | 50 | Common | 133-10 | ABCN | No | A071011927 | Landis | 60 | 6 | AWG | 0.5 | 6 | AWG | 3 Phase | 124.6982 | 11.3016 | tamayo |  | 11.30162,124.69819
2026-01-28 | 14:01 | 133-10 | F1 | C1 | 2 | 2 | Horizontal | ABCN | 133-10 | J5 | 36557 | Under Built(UB) | Bare | 133-10 | 50 | Common | 133-10 | ABCN | No | A151535750 | Landis | 100 | 6 | AWG | 0.5 | 6 | AWG | 3 Phase | 124.6982 | 11.3016 | tamayo |  | 11.30162,124.69819
2026-01-28 | 14:01 | 133-10 | F1 | C1 | 2 | 2 | Horizontal | ABCN | 133-10 | J5 | 36557 | Under Built(UB) | Bare | 133-10 | 50 | Common | 133-10 | ABCN | No | A151248682 | Landis | 100 | 6 | AWG | 0.5 | 6 | AWG | 3 Phase | 124.6982 | 11.3017 | tamayo |  | 11.30165,124.69822
2026-01-28 | 14:02 | 133-10 | F1 | C1 | 2 | 2 | Horizontal | ABCN | 133-10 | J5 | 36557 | Under Built(UB) | Bare | 133-10 | 50 | Common | 133-10 | ABCN | No | 430937 | Intec | 60 | 6 | AWG | 0.5 | 6 | AWG | 3 Phase | 124.6982 | 11.3017 | tamayo |  | 11.30165,124.69822
2026-01-28 | 14:02 | 133-10 | F1 | C1 | 2 | 2 | Horizontal | ABCN | 133-10 | J5 | 36557 | Under Built(UB) | Bare | 133-10 | 50 | Common | 133-10 | ABCN | No | 430955 | Intec | 60 | 6 | AWG | 0.5 | 6 | AWG | 3 Phase | 124.6982 | 11.3017 | tamayo |  | 11.30165,124.69822
2026-01-28 | 14:02 | 133-10 | F1 | C1 | 2 | 2 | Horizontal | ABCN | 133-10 | J5 | 36557 | Under Built(UB) | Bare | 133-10 | 50 | Common | 133-10 | ABCN | No | 202400313946 | Intec | 60 | 6 | AWG | 0.5 | 6 | AWG | 3 Phase | 124.6982 | 11.3017 | tamayo |  | 11.30165,124.69822
2026-01-28 | 14:03 | 133-10 | F1 | C1 | 2 | 2 | Horizontal | ABCN | 133-10 | J5 | 36557 | Under Built(UB) | Bare | 133-10 | 50 | Common | 133-10 | ABCN | No | 202400313970 | Intec | 60 | 6 | AWG | 0.5 | 6 | AWG | 3 Phase | 124.6982 | 11.3017 | tamayo |  | 11.30165,124.69822
2026-01-28 | 14:03 | 133-10 | F1 | C1 | 2 | 2 | Horizontal | ABCN | 133-10 | J5 | 36557 | Under Built(UB) | Bare | 133-10 | 50 | Common | 133-10 | ABCN | No | 90283201 | Techen | 60 | 6 | AWG | 0.5 | 6 | AWG | 3 Phase | 124.6982 | 11.3017 | tamayo |  | 11.30165,124.69822
2026-01-29 | 9:58 | 133-4-a | F1 | C1 | 2 | 2 | Horizontal | ABCN | 133-4-a | [18 empty] | 3 Phase | 124.6952 | 11.3015 | tamayo |  | 11.30154,124.69524
2026-01-29 | 9:59 | 133-4-a | F1 | C1 | 2 | 2 | Horizontal | ABCN | 133-4-a | J5 | 36557 | Under Built(UB) | Bare | 133-4-a | [13 empty] | 3 Phase | 124.6953 | 11.3015 | tamayo |  | 11.30152,124.69525
2026-01-29 | 10:00 | 133-4-a | F1 | C1 | 2 | 2 | Horizontal | ABCN | 133-4-a | J5 | 36557 | Under Built(UB) | Bare | 133-4-a | 25 | Sole | 133-4-a | CN | No | [8 empty] | 3 Phase | 124.6953 | 11.3015 | tamayo |  | 11.30152,124.69525
2026-01-29 | 10:01 | 133-4-a | F1 | C1 | 2 | 2 | Horizontal | ABCN | 133-4-a | J5 | 36557 | Under Built(UB) | Bare | 133-4-a | 25 | Sole | 133-4-a | CN | No | 808034770 | EDMI | 60 | 6 | AWG | 0.5 | 6 | AWG | 3 Phase | 124.6953 | 11.3016 | tamayo |  | 11.30157,124.69528
2026-01-29 | 10:02 | 133-4-b-2 | F1 | C1 | 2 | 2 | Horizontal | ABCN | 133-4-b-2 | J5 | 36557 | Under Built(UB) | Bare | 133-4-a | 25 | Sole | 133-4-a | CN | No |  |  |  | 6 | AWG | 0.5 | 6 | AWG | 3 Phase | 124.6953 | 11.3016 | tamayo |  | 11.30157,124.69527
2026-01-29 | 10:04 | 133-4-b-2 | F1 | C1 | 2 | 2 | Horizontal | ABCN | 133-4-b-2 | J5 | 36557 | Open Secondary(OS) | Duplex | 133-4-b-2 | 25 | Sole | 133-4-b-2 | CN | No |  |  |  | 6 | AWG | 0.5 | 6 | AWG | 3 Phase | 124.6953 | 11.3015 | tamayo |  | 11.30152,124.69527
2026-01-29 | 10:04 | 133-4-b-2 | F1 | C1 | 2 | 2 | Horizontal | ABCN | 133-4-b-2 | J5 | 36557 | Open Secondary(OS) | Duplex | 133-4-b-2 | 37.5 | Common | 133-4-b-2 | CN | No |  |  |  | 6 | AWG | 0.5 | 6 | AWG | 3 Phase | 124.6953 | 11.3015 | tamayo |  | 11.3015,124.69525
2026-01-29 | 10:05 | 133-4-b-2 | F1 | C1 | 2 | 2 | Horizontal | ABCN | 133-4-b-2 | J5 | 36557 | Open Secondary(OS) | Duplex | 133-4-b-2 | 37.5 | Common | 133-4-b-2 | CN | No | 202100041033 | Intec | 60 | 6 | AWG | 0.5 | 6 | AWG | 3 Phase | 124.6953 | 11.3015 | tamayo |  | 11.3015,124.69525
2026-01-29 | 10:06 | 133-4-b-2 | F1 | C1 | 2 | 2 | Horizontal | ABCN | 133-4-b-2 | J5 | 36557 | Open Secondary(OS) | Duplex | 133-4-b-2 | 37.5 | Common | 133-4-b-2 | CN | No | 151535853 | Landis | 60 | 6 | AWG | 0.5 | 6 | AWG | 3 Phase | 124.6953 | 11.3015 | tamayo |  | 11.3015,124.69525
2026-01-29 | 10:06 | 133-4-b-2 | F1 | C1 | 2 | 2 | Horizontal | ABCN | 133-4-b-2 | J5 | 36557 | Open Secondary(OS) | Duplex | 133-4-b-2 | 37.5 | Common | 133-4-b-2 | CN | No | 202300205318 | Intec | 60 | 6 | AWG | 0.5 | 6 | AWG | 3 Phase | 124.6953 | 11.3015 | tamayo |  | 11.3015,124.69525
2026-01-29 | 10:06 | 133-4-b-2 | F1 | C1 | 2 | 2 | Horizontal | ABCN | 133-4-b-2 | J5 | 36557 | Open Secondary(OS) | Duplex | 133-4-b-2 | 37.5 | Common | 133-4-b-2 | CN | No | a071011885 | Landis | 60 | 6 | AWG | 0.5 | 6 | AWG | 3 Phase | 124.6953 | 11.3015 | tamayo |  | 11.3015,124.69525
2026-01-29 | 10:06 | 133-4-b-2 | F1 | C1 | 2 | 2 | Horizontal | ABCN | 133-4-b-2 | J5 | 36557 | Open Secondary(OS) | Duplex | 133-4-b-2 | 37.5 | Common | 133-4-b-2 | CN | No | 071012779 | Landis | 60 | 6 | AWG | 0.5 | 6 | AWG | 3 Phase | 124.6953 | 11.3015 | tamayo |  | 11.3015,124.69525
2026-01-29 | 10:07 | 133-4-b-2 | F1 | C1 | 2 | 2 | Horizontal | ABCN | 133-4-b-2 | J5 | 36557 | Open Secondary(OS) | Duplex | 133-4-b-2 | 37.5 | Common | 133-4-b-2 | CN | No | 201800154915 | Intec | 60 | 6 | AWG | 0.5 | 6 | AWG | 3 Phase | 124.6953 | 11.3015 | tamayo |  | 11.3015,124.69525
2026-01-29 | 10:07 | 133-4-b-2 | F1 | C1 | 2 | 2 | Horizontal | ABCN | 133-4-b-2 | J5 | 36557 | Open Secondary(OS) | Duplex | 133-4-b-2 | 37.5 | Common | 133-4-b-2 | CN | No | a151535852 | Landis | 60 | 6 | AWG | 0.5 | 6 | AWG | 3 Phase | 124.6953 | 11.3015 | tamayo |  | 11.3015,124.69525
2026-01-29 | 10:07 | 133-4-b-2 | F1 | C1 | 2 | 2 | Horizontal | ABCN | 133-4-b-2 | J5 | 36557 | Open Secondary(OS) | Duplex | 133-4-b-2 | 37.5 | Common | 133-4-b-2 | CN | No | 151535850 | Landis | 60 | 6 | AWG | 0.5 | 6 | AWG | 3 Phase | 124.6953 | 11.3015 | tamayo |  | 11.3015,124.69525
2026-01-29 | 10:07 | 133-4-b-2 | F1 | C1 | 2 | 2 | Horizontal | ABCN | 133-4-b-2 | J5 | 36557 | Open Secondary(OS) | Duplex | 133-4-b-2 | 37.5 | Common | 133-4-b-2 | CN | No | a261452135 | Landis | 60 | 6 | AWG | 0.5 | 6 | AWG | 3 Phase | 124.6953 | 11.3015 | tamayo |  | 11.3015,124.69525
2026-01-29 | 10:07 | 133-4-b-2 | F1 | C1 | 2 | 2 | Horizontal | ABCN | 133-4-b-2 | J5 | 36557 | Open Secondary(OS) | Duplex | 133-4-b-2 | 37.5 | Common | 133-4-b-2 | CN | No | a390929622 | Landis | 60 | 6 | AWG | 0.5 | 6 | AWG | 3 Phase | 124.6953 | 11.3015 | tamayo |  | 11.3015,124.69525
2026-01-29 | 10:07 | 133-4-b-2 | F1 | C1 | 2 | 2 | Horizontal | ABCN | 133-4-b-2 | J5 | 36557 | Open Secondary(OS) | Duplex | 133-4-b-2 | 37.5 | Common | 133-4-b-2 | CN | No | a291456472 | Landis | 60 | 6 | AWG | 0.5 | 6 | AWG | 3 Phase | 124.6953 | 11.3015 | tamayo |  | 11.3015,124.69525
2026-01-29 | 10:08 | 133-4-b-2 | F1 | C1 | 2 | 2 | Horizontal | ABCN | 133-4-b-2 | J5 | 36557 | Open Secondary(OS) | Duplex | 133-4-b-2 | 37.5 | Common | 133-4-b-2 | CN | No | SCL 35435 | Landis | 60 | 6 | AWG | 0.5 | 6 | AWG | 3 Phase | 124.6953 | 11.3015 | tamayo |  | 11.3015,124.69525
2026-01-29 | 10:09 | 133-4-b-1 | F1 | C1 | 2 | 2 | Horizontal | ABCN | 133-4-b-1 | J5 | 36557 | Open Secondary(OS) | Duplex | 133-4-b-2 | 37.5 | Common | 133-4-b-2 | CN | No |  |  |  | 6 | AWG | 0.5 | 6 | AWG | 3 Phase | 124.6953 | 11.3015 | tamayo |  | 11.3015,124.69525
2026-01-29 | 10:09 | 133-4-b-1 | F1 | C1 | 2 | 2 | Horizontal | ABCN | 133-4-b-1 | J6 | 36557 | Open Secondary(OS) | Duplex | 133-4-b-1 | 37.5 | Common | 133-4-b-1 | CN | No |  |  |  | 6 | AWG | 0.5 | 6 | AWG | 3 Phase | 124.6953 | 11.3015 | tamayo |  | 11.30149,124.69525
2026-01-29 | 10:09 | 133-4-b-1 | F1 | C1 | 2 | 2 | Horizontal | ABCN | 133-4-b-1 | J6 | 36557 | Open Secondary(OS) | Duplex | 133-4-b-1 | 37.5 | Common | 133-4-b-1 | CN | No |  |  |  | 6 | AWG | 0.5 | 6 | AWG | 3 Phase | 124.6953 | 11.3015 | tamayo |  | 11.30149,124.69525
2026-01-29 | 10:10 | 133-4-b-1 | F1 | C1 | 2 | 2 | Horizontal | ABCN | 133-4-b-1 | J6 | 36557 | Open Secondary(OS) | Duplex | 133-4-b-1 | 37.5 | Common | 133-4-b-1 | CN | No | a071011923 | Landis | 60 | 6 | AWG | 0.5 | 6 | AWG | 3 Phase | 124.6953 | 11.3015 | tamayo |  | 11.30149,124.69525
2026-01-29 | 10:10 | 133-4-b-1 | F1 | C1 | 2 | 2 | Horizontal | ABCN | 133-4-b-1 | J6 | 36557 | Open Secondary(OS) | Duplex | 133-4-b-1 | 37.5 | Common | 133-4-b-1 | CN | No | 202400314065 | Intec | 60 | 6 | AWG | 0.5 | 6 | AWG | 3 Phase | 124.6953 | 11.3015 | tamayo |  | 11.30149,124.69525
2026-01-29 | 10:10 | 133-4-b-1 | F1 | C1 | 2 | 2 | Horizontal | ABCN | 133-4-b-1 | J6 | 36557 | Open Secondary(OS) | Duplex | 133-4-b-1 | 37.5 | Common | 133-4-b-1 | CN | No | 202400314061 | Intec | 60 | 6 | AWG | 0.5 | 6 | AWG | 3 Phase | 124.6953 | 11.3015 | tamayo |  | 11.30149,124.69525
2026-01-29 | 10:10 | 133-4-b-1 | F1 | C1 | 2 | 2 | Horizontal | ABCN | 133-4-b-1 | J6 | 36557 | Open Secondary(OS) | Duplex | 133-4-b-1 | 37.5 | Common | 133-4-b-1 | CN | No | a071011926 | Landis | 60 | 6 | AWG | 0.5 | 6 | AWG | 3 Phase | 124.6953 | 11.3015 | tamayo |  | 11.30149,124.69525
2026-01-29 | 10:10 | 133-4-b-1 | F1 | C1 | 2 | 2 | Horizontal | ABCN | 133-4-b-1 | J6 | 36557 | Open Secondary(OS) | Duplex | 133-4-b-1 | 37.5 | Common | 133-4-b-1 | CN | No | a071012427 | Landis | 60 | 6 | AWG | 0.5 | 6 | AWG | 3 Phase | 124.6953 | 11.3015 | tamayo |  | 11.30149,124.69525
2026-01-29 | 10:14 | 133-4-b-1 | F1 | C1 | 2 | 2 | Horizontal | ABCN | 133-4-b-1 | J6 | 36557 | Open Secondary(OS) | Duplex | 133-4-b-1 | 37.5 | Common | 133-4-b-1 | CN | No | a071012428 | Landis | 60 | 6 | AWG | 0.5 | 6 | AWG | 3 Phase | 124.6953 | 11.3015 | tamayo |  | 11.30149,124.69525
2026-01-29 | 10:14 | 133-4-b-1 | F1 | C1 | 2 | 2 | Horizontal | ABCN | 133-4-b-1 | J6 | 36557 | Open Secondary(OS) | Duplex | 133-4-b-1 | 37.5 | Common | 133-4-b-1 | CN | No | 90351167 | Techen | 60 | 6 | AWG | 0.5 | 6 | AWG | 3 Phase | 124.6953 | 11.3015 | tamayo |  | 11.30149,124.69525
2026-01-29 | 10:15 | 133-4-b-1 | F1 | C1 | 2 | 2 | Horizontal | ABCN | 133-4-b-1 | J6 | 36557 | Open Secondary(OS) | Duplex | 133-4-b-1 | 37.5 | Common | 133-4-b-1 | CN | No | a071012166 | Landis | 60 | 6 | AWG | 0.5 | 6 | AWG | 3 Phase | 124.6952 | 11.3015 | tamayo |  | 11.30146,124.69523
2026-01-29 | 10:16 | 133-4-b-1 | F1 | C1 | 2 | 2 | Horizontal | ABCN | 133-4-b-1 | J6 | 36557 | Open Secondary(OS) | Duplex | 133-4-b-1 | 37.5 | Common | 133-4-b-1 | CN | No | a071011197 | Landis | 60 | 6 | AWG | 0.5 | 6 | AWG | 3 Phase | 124.6952 | 11.3015 | tamayo |  | 11.30146,124.69523
2026-01-29 | 10:16 | 133-4-b-1 | F1 | C1 | 2 | 2 | Horizontal | ABCN | 133-4-b-1 | J6 | 36557 | Open Secondary(OS) | Duplex | 133-4-b-1 | 37.5 | Common | 133-4-b-1 | CN | No | a071011918 | Landis |  | 6 | AWG | 0.5 | 6 | AWG | 3 Phase | 124.6952 | 11.3015 | tamayo |  | 11.30146,124.69523
2026-01-29 | 10:16 | 133-4-b-1 | F1 | C1 | 2 | 2 | Horizontal | ABCN | 133-4-b-1 | J6 | 36557 | Open Secondary(OS) | Duplex | 133-4-b-1 | 37.5 | Common | 133-4-b-1 | CN | No | a261452579 | Landis | 60 | 6 | AWG | 0.5 | 6 | AWG | 3 Phase | 124.6952 | 11.3015 | tamayo |  | 11.30146,124.69523
2026-01-29 | 10:16 | 133-4-b-1 | F1 | C1 | 2 | 2 | Horizontal | ABCN | 133-4-b-1 | J6 | 36557 | Open Secondary(OS) | Duplex | 133-4-b-1 | 37.5 | Common | 133-4-b-1 | CN | No | a071011920 | Landis | 60 | 6 | AWG | 0.5 | 6 | AWG | 3 Phase | 124.6952 | 11.3015 | tamayo |  | 11.30146,124.69523
2026-01-29 | 10:17 | 133-4-b-1 | F1 | C1 | 2 | 2 | Horizontal | ABCN | 133-4-b-1 | J6 | 36557 | Open Secondary(OS) | Duplex | 133-4-b-1 | 37.5 | Common | 133-4-b-1 | CN | No | 202400314619 | Intec | 60 | 6 | AWG | 0.5 | 6 | AWG | 3 Phase | 124.6952 | 11.3015 | tamayo |  | 11.30146,124.69523
2026-01-29 | 10:21 | 133-4-b | F1 | C1 | 2 | 2 | Horizontal | ABCN | 133-4-b | J6 | 36557 | Open Secondary(OS) | Duplex | 133-4-b-1 | 37.5 | Common | 133-4-b-1 | CN | No |  |  |  | 6 | AWG | 0.5 | 6 | AWG | 3 Phase | 124.6952 | 11.3014 | tamayo |  | 11.30143,124.69524
2026-01-29 | 10:22 | 133-4-b | F1 | C1 | 2 | 2 | Horizontal | ABCN | 133-4-b | J6 | 36557 | Open Secondary(OS) | Duplex | 133-4-b-1 | 37.5 | Common | 133-4-b-1 | CN | No |  |  |  | 6 | AWG | 0.5 | 6 | AWG | 3 Phase | 124.6952 | 11.3014 | tamayo |  | 11.30143,124.69524
2026-01-29 | 10:22 | 133-4-b | F1 | C1 | 2 | 2 | Horizontal | ABCN | 133-4-b | J6 | 36557 | Open Secondary(OS) | Duplex | 133-4-b-1 | 37.5 | Common | 133-4-b | CN | No |  |  |  | 6 | AWG | 0.5 | 6 | AWG | 3 Phase | 124.6952 | 11.3014 | tamayo |  | 11.30143,124.69524
2026-01-29 | 10:25 | 133-4-b-3 | F1 | C1 | 2 | 2 | Horizontal | ABCN | 133-4-b-3 | J6 | 36557 | Open Secondary(OS) | Duplex | 133-4-b-1 | 37.5 | Common | 133-4-b-3 | CN | No |  |  |  | 6 | AWG | 0.5 | 6 | AWG | 3 Phase | 124.6952 | 11.3014 | tamayo |  | 11.30143,124.69524
2026-01-29 | 10:25 | 133-4-b-3 | F1 | C1 | 2 | 2 | Horizontal | ABCN | 133-4-b-3 | J6 | 36557 | Open Secondary(OS) | Duplex | 133-4-b-3 | 37.5 | Common | 133-4-b-3 | CN | No |  |  |  | 6 | AWG | 0.5 | 6 | AWG | 3 Phase | 124.6952 | 11.3014 | tamayo |  | 11.30143,124.69524
2026-01-29 | 10:25 | 133-4-b-3 | F1 | C1 | 2 | 2 | Horizontal | ABCN | 133-4-b-3 | J6 | 36557 | Open Secondary(OS) | Duplex | 133-4-b-3 | 37.5 | Common | 133-4-b-3 | CN | No |  |  |  | 6 | AWG | 0.5 | 6 | AWG | 3 Phase | 124.6952 | 11.3014 | tamayo |  | 11.30143,124.69524
2026-01-29 | 10:26 | 133-4-b-3 | F1 | C1 | 2 | 2 | Horizontal | ABCN | 133-4-b-3 | J6 | 36557 | Open Secondary(OS) | Duplex | 133-4-b-3 | 37.5 | Common | 133-4-b-3 | CN | No | a071011964 | Landis | 100 | 6 | AWG | 0.5 | 6 | AWG | 3 Phase | 124.6953 | 11.3017 | tamayo |  | 11.30168,124.69534
2026-01-29 | 10:26 | 133-4-b-3 | F1 | C1 | 2 | 2 | Horizontal | ABCN | 133-4-b-3 | J6 | 36557 | Open Secondary(OS) | Duplex | 133-4-b-3 | 37.5 | Common | 133-4-b-3 | CN | No | a071011965 | Landis | 60 | 6 | AWG | 0.5 | 6 | AWG | 3 Phase | 124.6953 | 11.3017 | tamayo |  | 11.30168,124.69534
2026-01-29 | 10:26 | 133-4-b-3 | F1 | C1 | 2 | 2 | Horizontal | ABCN | 133-4-b-3 | J6 | 36557 | Open Secondary(OS) | Duplex | 133-4-b-3 | 37.5 | Common | 133-4-b-3 | CN | No | a071011966 | Landis | 60 | 6 | AWG | 0.5 | 6 | AWG | 3 Phase | 124.6953 | 11.3017 | tamayo |  | 11.30168,124.69534
2026-01-29 | 10:26 | 133-4-b-3 | F1 | C1 | 2 | 2 | Horizontal | ABCN | 133-4-b-3 | J6 | 36557 | Open Secondary(OS) | Duplex | 133-4-b-3 | 37.5 | Common | 133-4-b-3 | CN | No | a071011897 | Landis | 60 | 6 | AWG | 0.5 | 6 | AWG | 3 Phase | 124.6953 | 11.3017 | tamayo |  | 11.30168,124.69534
2026-01-29 | 10:27 | 133-4-b-3 | F1 | C1 | 2 | 2 | Horizontal | ABCN | 133-4-b-3 | J6 | 36557 | Open Secondary(OS) | Duplex | 133-4-b-3 | 37.5 | Common | 133-4-b-3 | CN | No | a071011899 | Landis |  | 6 | AWG | 0.5 | 6 | AWG | 3 Phase | 124.6953 | 11.3017 | tamayo |  | 11.30173,124.6953
2026-01-29 | 10:27 | 133-4-b-3 | F1 | C1 | 2 | 2 | Horizontal | ABCN | 133-4-b-3 | J6 | 36557 | Open Secondary(OS) | Duplex | 133-4-b-3 | 37.5 | Common | 133-4-b-3 | CN | No | a071011901 | Landis |  | 6 | AWG | 0.5 | 6 | AWG | 3 Phase | 124.6953 | 11.3017 | tamayo |  | 11.30173,124.6953
2026-01-29 | 10:27 | 133-4-b-3 | F1 | C1 | 2 | 2 | Horizontal | ABCN | 133-4-b-3 | J6 | 36557 | Open Secondary(OS) | Duplex | 133-4-b-3 | 37.5 | Common | 133-4-b-3 | CN | No | a251122359 | Landis | 60 | 6 | AWG | 0.5 | 6 | AWG | 3 Phase | 124.6953 | 11.3017 | tamayo |  | 11.30173,124.6953
2026-01-29 | 10:28 | 133-4-b-3 | F1 | C1 | 2 | 2 | Horizontal | ABCN | 133-4-b-3 | J6 | 36557 | Open Secondary(OS) | Duplex | 133-4-b-3 | 37.5 | Common | 133-4-b-3 | CN | No | 211069303 | Landis | 60 | 6 | AWG | 0.5 | 6 | AWG | 3 Phase | 124.6953 | 11.3017 | tamayo |  | 11.30173,124.6953
2026-01-29 | 10:28 | 133-4-b-3 | F1 | C1 | 2 | 2 | Horizontal | ABCN | 133-4-b-3 | J6 | 36557 | Open Secondary(OS) | Duplex | 133-4-b-3 | 37.5 | Common | 133-4-b-3 | CN | No | 202400314063 | Intec | 60 | 6 | AWG | 0.5 | 6 | AWG | 3 Phase | 124.6953 | 11.3017 | tamayo |  | 11.30173,124.6953
2026-01-29 | 10:28 | 133-4-b-3 | F1 | C1 | 2 | 2 | Horizontal | ABCN | 133-4-b-3 | J6 | 36557 | Open Secondary(OS) | Duplex | 133-4-b-3 | 37.5 | Common | 133-4-b-3 | CN | No | a071012018 | Landis |  | 6 | AWG | 0.5 | 6 | AWG | 3 Phase | 124.6953 | 11.3017 | tamayo |  | 11.30173,124.6953
2026-01-29 | 10:28 | 133-4-b-3 | F1 | C1 | 2 | 2 | Horizontal | ABCN | 133-4-b-3 | J6 | 36557 | Open Secondary(OS) | Duplex | 133-4-b-3 | 37.5 | Common | 133-4-b-3 | CN | No | a071011905 | Landis | 60 | 6 | AWG | 0.5 | 6 | AWG | 3 Phase | 124.6953 | 11.3017 | tamayo |  | 11.30173,124.6953
2026-01-29 | 10:29 | 133-4-b-3 | F1 | C1 | 2 | 2 | Horizontal | ABCN | 133-4-b-3 | J6 | 36557 | Open Secondary(OS) | Duplex | 133-4-b-3 | 37.5 | Common | 133-4-b-3 | CN | No | a071011904 | Landis | 60 | 6 | AWG | 0.5 | 6 | AWG | 3 Phase | 124.6953 | 11.3017 | tamayo |  | 11.30173,124.6953
2026-01-29 | 10:29 | 133-4-b-3 | F1 | C1 | 2 | 2 | Horizontal | ABCN | 133-4-b-3 | J6 | 36557 | Open Secondary(OS) | Duplex | 133-4-b-3 | 37.5 | Common | 133-4-b-3 | CN | No | a071011903 | Landis | 60 | 6 | AWG | 0.5 | 6 | AWG | 3 Phase | 124.6953 | 11.3017 | tamayo |  | 11.30173,124.6953
2026-01-29 | 10:29 | 133-4-b-3 | F1 | C1 | 2 | 2 | Horizontal | ABCN | 133-4-b-3 | J6 | 36557 | Open Secondary(OS) | Duplex | 133-4-b-3 | 37.5 | Common | 133-4-b-3 | CN | No | a071011902 | Landis | 60 | 6 | AWG | 0.5 | 6 | AWG | 3 Phase | 124.6953 | 11.3017 | tamayo |  | 11.30173,124.6953
2026-01-29 | 10:29 | 133-4-b-3 | F1 | C1 | 2 | 2 | Horizontal | ABCN | 133-4-b-3 | J6 | 36557 | Open Secondary(OS) | Duplex | 133-4-b-3 | 37.5 | Common | 133-4-b-3 | CN | No | 202400087258 | Intec | 60 | 6 | AWG | 0.5 | 6 | AWG | 3 Phase | 124.6953 | 11.3017 | tamayo |  | 11.30173,124.6953
2026-01-29 | 10:31 | 133-4-b-3-a | F1 | C1 | 2 | 2 | Horizontal | ABCN | 133-4-b-3-a | J6 | 36557 | Open Secondary(OS) | Duplex | 133-4-b-3 | 37.5 | Common | 133-4-b-3 | CN | No |  |  |  | 6 | AWG | 0.5 | 6 | AWG | 3 Phase | 124.6953 | 11.3017 | tamayo |  | 11.30173,124.6953
2026-01-29 | 10:31 | 133-4-b-3-a | F1 | C1 | 2 | 2 | Horizontal | ABCN | 133-4-b-3-a | J5 | 36557 | Open Secondary(OS) | Duplex | 133-4-b-3-a | 37.5 | Common | 133-4-b-3 | CN | No |  |  |  | 6 | AWG | 0.5 | 6 | AWG | 3 Phase | 124.6953 | 11.3017 | tamayo |  | 11.30173,124.6953
2026-01-29 | 10:32 | 133-4-b-3-a | F1 | C1 | 2 | 2 | Horizontal | ABCN | 133-4-b-3-a | J5 | 36557 | Open Secondary(OS) | Duplex | 133-4-b-3-a |  |  |  | CN |  | 201900065835 | Intec | 60 | 6 | AWG | 0.5 | 6 | AWG | 3 Phase | 124.6953 | 11.3017 | tamayo |  | 11.30172,124.69526
2026-01-29 | 10:32 | 133-4-b-3-a | F1 | C1 | 2 | 2 | Horizontal | ABCN | 133-4-b-3-a | J5 | 36557 | Open Secondary(OS) | Duplex | 133-4-b-3-a |  |  |  | CN |  | 202400048112 | Intec | 60 | 6 | AWG | 0.5 | 6 | AWG | 3 Phase | 124.6953 | 11.3017 | tamayo |  | 11.30172,124.69526
2026-01-29 | 10:32 | 133-4-b-3-a | F1 | C1 | 2 | 2 | Horizontal | ABCN | 133-4-b-3-a | J5 | 36557 | Open Secondary(OS) | Duplex | 133-4-b-3-a |  |  |  | CN |  | a071012042 | Landis | 60 | 6 | AWG | 0.5 | 6 | AWG | 3 Phase | 124.6953 | 11.3017 | tamayo |  | 11.30172,124.69526
2026-01-29 | 10:32 | 133-4-b-3-a | F1 | C1 | 2 | 2 | Horizontal | ABCN | 133-4-b-3-a | J5 | 36557 | Open Secondary(OS) | Duplex | 133-4-b-3-a |  |  |  | CN |  | 202400048106 | Intec | 60 | 6 | AWG | 0.5 | 6 | AWG | 3 Phase | 124.6953 | 11.3017 | tamayo |  | 11.30172,124.69526
2026-01-29 | 10:33 | 133-4-b-3-a | F1 | C1 | 2 | 2 | Horizontal | ABCN | 133-4-b-3-a | J5 | 36557 | Open Secondary(OS) | Duplex | 133-4-b-3-a |  |  |  | CN |  | 202400048111 | Intec | 30 | 6 | AWG | 0.5 | 6 | AWG | 3 Phase | 124.6953 | 11.3017 | tamayo |  | 11.30172,124.69526
2026-01-29 | 10:33 | 133-4-b-3-a | F1 | C1 | 2 | 2 | Horizontal | ABCN | 133-4-b-3-a | J5 | 36557 | Open Secondary(OS) | Duplex | 133-4-b-3-a |  |  |  | CN |  | 202400048104 | Intec | 30 | 6 | AWG | 0.5 | 6 | AWG | 3 Phase | 124.6953 | 11.3017 | tamayo |  | 11.30172,124.69526
2026-01-29 | 10:33 | 133-4-b-3-a | F1 | C1 | 2 | 2 | Horizontal | ABCN | 133-4-b-3-a | J5 | 36557 | Open Secondary(OS) | Duplex | 133-4-b-3-a |  |  |  | CN |  | 202400048107 | Intec | 30 | 6 | AWG | 0.5 | 6 | AWG | 3 Phase | 124.6953 | 11.3017 | tamayo |  | 11.30172,124.69526
2026-01-29 | 10:33 | 133-4-b-3-a | F1 | C1 | 2 | 2 | Horizontal | ABCN | 133-4-b-3-a | J5 | 36557 | Open Secondary(OS) | Duplex | 133-4-b-3-a |  |  |  | CN |  | 202400048105 | Intec | 30 | 6 | AWG | 0.5 | 6 | AWG | 3 Phase | 124.6953 | 11.3017 | tamayo |  | 11.30172,124.69526
2026-01-29 | 10:34 | 133-4-b-3-a | F1 | C1 | 2 | 2 | Horizontal | ABCN | 133-4-b-3-a | J5 | 36557 | Open Secondary(OS) | Duplex | 133-4-b-3-a |  |  |  | CN |  | 202400048108 | Intec | 60 | 6 | AWG | 0.5 | 6 | AWG | 3 Phase | 124.6953 | 11.3017 | tamayo |  | 11.30172,124.69526
2026-01-29 | 10:34 | 133-4-b-3-a | F1 | C1 | 2 | 2 | Horizontal | ABCN | 133-4-b-3-a | J5 | 36557 | Open Secondary(OS) | Duplex | 133-4-b-3-a |  |  |  | CN |  | a151537187 | Landis | 60 | 6 | AWG | 0.5 | 6 | AWG | 3 Phase | 124.6953 | 11.3017 | tamayo |  | 11.30172,124.69526
2026-01-29 | 10:34 | 133-4-b-3-a | F1 | C1 | 2 | 2 | Horizontal | ABCN | 133-4-b-3-a | J5 | 36557 | Open Secondary(OS) | Duplex | 133-4-b-3-a |  |  |  | CN |  | a151538662 | Landis | 30 | 6 | AWG | 0.5 | 6 | AWG | 3 Phase | 124.6953 | 11.3017 | tamayo |  | 11.30172,124.69526
2026-01-29 | 10:34 | 133-4-b-3-a | F1 | C1 | 2 | 2 | Horizontal | ABCN | 133-4-b-3-a | J5 | 36557 | Open Secondary(OS) | Duplex | 133-4-b-3-a |  |  |  | CN |  | 202501000434 | Intec | 60 | 6 | AWG | 0.5 | 6 | AWG | 3 Phase | 124.6953 | 11.3017 | tamayo |  | 11.30172,124.69526
2026-01-29 | 10:35 | 133-4-b-3-b | F1 | C1 | 2 | 2 | Horizontal | ABCN | 133-4-b-3-b | J5 | 36557 | Open Secondary(OS) | Duplex | 133-4-b-3-a |  |  |  | CN |  |  |  |  | 6 | AWG | 0.5 | 6 | AWG | 3 Phase | 124.6953 | 11.3017 | tamayo |  | 11.30172,124.69526
2026-01-29 | 10:35 | 133-4-b-3-b | F1 | C1 | 2 | 2 | Horizontal | ABCN | 133-4-b-3-b | J5 | 36557 | Open Secondary(OS) | Duplex | 133-4-b-3-b |  |  |  | CN |  |  |  |  | 6 | AWG | 0.5 | 6 | AWG | 3 Phase | 124.6952 | 11.3017 | tamayo |  | 11.30171,124.69524
2026-01-29 | 10:36 | 133-4-b-3-b | F1 | C1 | 2 | 2 | Horizontal | ABCN | 133-4-b-3-b | J5 | 36557 | Open Secondary(OS) | Duplex | 133-4-b-3-b |  |  |  | CN |  |  |  |  | 6 | AWG | 0.5 | 6 | AWG | 3 Phase | 124.6952 | 11.3017 | tamayo |  | 11.30171,124.69524
2026-01-29 | 10:39 | 133-4-b-3-b | F1 | C1 | 2 | 2 | Horizontal | ABCN | 133-4-b-3-b | J5 | 36557 | Open Secondary(OS) | Duplex | 133-4-b-3-b |  |  |  | CN |  | a381107731 | Landis | 60 | 6 | AWG | 0.5 | 6 | AWG | 3 Phase | 124.6952 | 11.3017 | tamayo |  | 11.30171,124.69524
2026-01-29 | 10:40 | 133-4-b-3-b | F1 | C1 | 2 | 2 | Horizontal | ABCN | 133-4-b-3-b | J5 | 36557 | Open Secondary(OS) | Duplex | 133-4-b-3-b |  |  |  | CN |  | a391084379 | Landis | 30 | 6 | AWG | 0.5 | 6 | AWG | 3 Phase | 124.6952 | 11.3017 | tamayo |  | 11.30171,124.69524
2026-01-29 | 10:40 | 133-4-b-3-b | F1 | C1 | 2 | 2 | Horizontal | ABCN | 133-4-b-3-b | J5 | 36557 | Open Secondary(OS) | Duplex | 133-4-b-3-b |  |  |  | CN |  | a391085117 | Landis | 60 | 6 | AWG | 0.5 | 6 | AWG | 3 Phase | 124.6952 | 11.3017 | tamayo |  | 11.30171,124.69524
2026-01-29 | 10:40 | 133-4-b-3-b | F1 | C1 | 2 | 2 | Horizontal | ABCN | 133-4-b-3-b | J5 | 36557 | Open Secondary(OS) | Duplex | 133-4-b-3-b |  |  |  | CN |  | a071012043 | Landis | 60 | 6 | AWG | 0.5 | 6 | AWG | 3 Phase | 124.6952 | 11.3017 | tamayo |  | 11.30173,124.69519
2026-01-29 | 10:40 | 133-4-b-3-b | F1 | C1 | 2 | 2 | Horizontal | ABCN | 133-4-b-3-b | J5 | 36557 | Open Secondary(OS) | Duplex | 133-4-b-3-b |  |  |  | CN |  | 202200102313 | Intec | 60 | 6 | AWG | 0.5 | 6 | AWG | 3 Phase | 124.6952 | 11.3017 | tamayo |  | 11.30173,124.69519
2026-01-29 | 10:41 | 133-4-b-3-b | F1 | C1 | 2 | 2 | Horizontal | ABCN | 133-4-b-3-b | J5 | 36557 | Open Secondary(OS) | Duplex | 133-4-b-3-b |  |  |  | CN |  | 202400086816 | Intec | 60 | 6 | AWG | 0.5 | 6 | AWG | 3 Phase | 124.6952 | 11.3017 | tamayo |  | 11.30173,124.69519
2026-01-29 | 10:41 | 133-4-b-3-b | F1 | C1 | 2 | 2 | Horizontal | ABCN | 133-4-b-3-b | J5 | 36557 | Open Secondary(OS) | Duplex | 133-4-b-3-b |  |  |  | CN |  | a071012039 | Landis | 60 | 6 | AWG | 0.5 | 6 | AWG | 3 Phase | 124.6952 | 11.3017 | tamayo |  | 11.30173,124.69519
2026-01-29 | 10:41 | 133-4-b-3-b | F1 | C1 | 2 | 2 | Horizontal | ABCN | 133-4-b-3-b | J5 | 36557 | Open Secondary(OS) | Duplex | 133-4-b-3-b |  |  |  | CN |  | a2213311051 | Landis | 30 | 6 | AWG | 0.5 | 6 | AWG | 3 Phase | 124.6952 | 11.3017 | tamayo |  | 11.30173,124.69519
2026-01-29 | 10:41 | 133-4-b-3-b | F1 | C1 | 2 | 2 | Horizontal | ABCN | 133-4-b-3-b | J5 | 36557 | Open Secondary(OS) | Duplex | 133-4-b-3-b |  |  |  | CN |  | a081436348 | Landis | 60 | 6 | AWG | 0.5 | 6 | AWG | 3 Phase | 124.6951 | 11.3018 | tamayo |  | 11.30177,124.6951
2026-01-29 | 10:42 | 133-4-b-3-b | F1 | C1 | 2 | 2 | Horizontal | ABCN | 133-4-b-3-b | J5 | 36557 | Open Secondary(OS) | Duplex | 133-4-b-3-b |  |  |  | CN |  | a251259961 | Landis | 30 | 6 | AWG | 0.5 | 6 | AWG | 3 Phase | 124.6951 | 11.3018 | tamayo |  | 11.30177,124.6951
2026-01-29 | 10:42 | 133-4-b-3-b | F1 | C1 | 2 | 2 | Horizontal | ABCN | 133-4-b-3-b | J5 | 36557 | Open Secondary(OS) | Duplex | 133-4-b-3-b |  |  |  | CN |  | a071012038 | Landis | 30 | 6 | AWG | 0.5 | 6 | AWG | 3 Phase | 124.6951 | 11.3018 | tamayo |  | 11.30177,124.6951
2026-01-29 | 10:42 | 133-4-b-3-b | F1 | C1 | 2 | 2 | Horizontal | ABCN | 133-4-b-3-b | J5 | 36557 | Open Secondary(OS) | Duplex | 133-4-b-3-b |  |  |  | CN |  | 201900069736 | Intec | 60 | 6 | AWG | 0.5 | 6 | AWG | 3 Phase | 124.6951 | 11.3018 | tamayo |  | 11.30177,124.6951
2026-01-29 | 10:42 | 133-4-b-3-b | F1 | C1 | 2 | 2 | Horizontal | ABCN | 133-4-b-3-b | J5 | 36557 | Open Secondary(OS) | Duplex | 133-4-b-3-b |  |  |  | CN |  | 90349995 | Techen | 60 | 6 | AWG | 0.5 | 6 | AWG | 3 Phase | 124.6951 | 11.3018 | tamayo |  | 11.30177,124.6951
2026-01-29 | 10:46 | 133-4-b-3-c | F1 | C1 | 2 | 2 | Horizontal | ABCN | 133-4-b-3-c | J5 | 36557 | Open Secondary(OS) | Duplex | 133-4-b-3-b |  |  |  | CN |  |  |  |  | 6 | AWG | 0.5 | 6 | AWG | 3 Phase | 124.6951 | 11.3018 | tamayo |  | 11.30177,124.6951
2026-01-29 | 10:46 | 133-4-b-3-c | F1 | C1 | 2 | 2 | Horizontal | ABCN | 133-4-b-3-c | J6 | 36557 | Open Secondary(OS) | Duplex | 133-4-b-3-c |  |  |  | CN |  |  |  |  | 6 | AWG | 0.5 | 6 | AWG | 3 Phase | 124.6951 | 11.3018 | tamayo |  | 11.30177,124.6951
2026-01-29 | 10:47 | 133-4-b-3-c | F1 | C1 | 2 | 2 | Horizontal | ABCN | 133-4-b-3-c | J6 | 36557 | Open Secondary(OS) | Duplex | 133-4-b-3-c |  |  |  | CN |  | a071012031 | Landis | 30 | 6 | AWG | 0.5 | 6 | AWG | 3 Phase | 124.6951 | 11.3018 | tamayo |  | 11.30177,124.6951
2026-01-29 | 10:48 | 133-4-b-3-c | F1 | C1 | 2 | 2 | Horizontal | ABCN | 133-4-b-3-c | J6 | 36557 | Open Secondary(OS) | Duplex | 133-4-b-3-c |  |  |  | CN |  | a071012030 | Landis |  | 6 | AWG | 0.5 | 6 | AWG | 3 Phase | 124.6951 | 11.3018 | tamayo |  | 11.30177,124.6951
2026-01-29 | 10:48 | 133-4-b-3-c | F1 | C1 | 2 | 2 | Horizontal | ABCN | 133-4-b-3-c | J6 | 36557 | Open Secondary(OS) | Duplex | 133-4-b-3-c |  |  |  | CN |  | 201700019847 | Intec | 30 | 6 | AWG | 0.5 | 6 | AWG | 3 Phase | 124.6951 | 11.3018 | tamayo |  | 11.30177,124.6951
2026-01-29 | 10:48 | 133-4-b-3-c | F1 | C1 | 2 | 2 | Horizontal | ABCN | 133-4-b-3-c | J6 | 36557 | Open Secondary(OS) | Duplex | 133-4-b-3-c |  |  |  | CN |  | 201700019848 | Intec | 30 | 6 | AWG | 0.5 | 6 | AWG | 3 Phase | 124.6951 | 11.3018 | tamayo |  | 11.30177,124.6951
2026-01-29 | 10:49 | 133-4-b-3-c | F1 | C1 | 2 | 2 | Horizontal | ABCN | 133-4-b-3-c | J6 | 36557 | Open Secondary(OS) | Duplex | 133-4-b-3-c |  |  |  | CN |  | a071011853 | Landis | 30 | 6 | AWG | 0.5 | 6 | AWG | 3 Phase | 124.6951 | 11.3018 | tamayo |  | 11.30177,124.6951
2026-01-29 | 10:49 | 133-4-b-3-c | F1 | C1 | 2 | 2 | Horizontal | ABCN | 133-4-b-3-c | J6 | 36557 | Open Secondary(OS) | Duplex | 133-4-b-3-c |  |  |  | CN |  | a071011854 | Landis | 30 | 6 | AWG | 0.5 | 6 | AWG | 3 Phase | 124.6951 | 11.3018 | tamayo |  | 11.30177,124.6951
2026-01-29 | 10:50 | 133-4-b-3-c | F1 | C1 | 2 | 2 | Horizontal | ABCN | 133-4-b-3-c | J6 | 36557 | Open Secondary(OS) | Duplex | 133-4-b-3-c |  |  |  | CN |  | a071011855 | Landis | 30 | 6 | AWG | 0.5 | 6 | AWG | 3 Phase | 124.6951 | 11.3018 | tamayo |  | 11.30177,124.6951
2026-01-29 | 10:50 | 133-4-b-3-c | F1 | C1 | 2 | 2 | Horizontal | ABCN | 133-4-b-3-c | J6 | 36557 | Open Secondary(OS) | Duplex | 133-4-b-3-c |  |  |  | CN |  | 071011856 | Landis | 30 | 6 | AWG | 0.5 | 6 | AWG | 3 Phase | 124.6951 | 11.3018 | tamayo |  | 11.30177,124.6951
2026-01-29 | 10:50 | 133-4-b-3-c | F1 | C1 | 2 | 2 | Horizontal | ABCN | 133-4-b-3-c | J6 | 36557 | Open Secondary(OS) | Duplex | 133-4-b-3-c |  |  |  | CN |  | a071012027 | Landis | 30 | 6 | AWG | 0.5 | 6 | AWG | 3 Phase | 124.6951 | 11.3018 | tamayo |  | 11.30177,124.6951
2026-01-29 | 10:51 | 133-4-b-3-c | F1 | C1 | 2 | 2 | Horizontal | ABCN | 133-4-b-3-c | J6 | 36557 | Open Secondary(OS) | Duplex | 133-4-b-3-c |  |  |  | CN |  | 202501001172 | Intec | 60 | 6 | AWG | 0.5 | 6 | AWG | 3 Phase | 124.6951 | 11.3018 | tamayo |  | 11.30177,124.6951
2026-01-29 | 10:51 | 133-4-b-3-c | F1 | C1 | 2 | 2 | Horizontal | ABCN | 133-4-b-3-c | J6 | 36557 | Open Secondary(OS) | Duplex | 133-4-b-3-c |  |  |  | CN |  | 202400047054 | Intec | 60 | 6 | AWG | 0.5 | 6 | AWG | 3 Phase | 124.6951 | 11.3018 | tamayo |  | 11.30177,124.6951
2026-01-29 | 10:52 | 133-4-b-3-c | F1 | C1 | 2 | 2 | Horizontal | ABCN | 133-4-b-3-c | J6 | 36557 | Open Secondary(OS) | Duplex | 133-4-b-3-c |  |  |  | CN |  | 90351674 | Intec | 30 | 6 | AWG | 0.5 | 6 | AWG | 3 Phase | 124.6951 | 11.3018 | tamayo |  | 11.30177,124.6951
2026-01-29 | 10:52 | 133-4-b-3-c | F1 | C1 | 2 | 2 | Horizontal | ABCN | 133-4-b-3-c | J6 | 36557 | Open Secondary(OS) | Duplex | 133-4-b-3-c |  |  |  | CN |  | a071011847 | Landis | 30 | 6 | AWG | 0.5 | 6 | AWG | 3 Phase | 124.6951 | 11.3018 | tamayo |  | 11.30177,124.6951
2026-01-29 | 10:52 | 133-4-b-3-c | F1 | C1 | 2 | 2 | Horizontal | ABCN | 133-4-b-3-c | J6 | 36557 | Open Secondary(OS) | Duplex | 133-4-b-3-c |  |  |  | CN |  | a071012186 | Landis | 30 | 6 | AWG | 0.5 | 6 | AWG | 3 Phase | 124.6951 | 11.3018 | tamayo |  | 11.30177,124.6951
2026-01-29 | 10:52 | 133-4-b-3-c | F1 | C1 | 2 | 2 | Horizontal | ABCN | 133-4-b-3-c | J6 | 36557 | Open Secondary(OS) | Duplex | 133-4-b-3-c |  |  |  | CN |  | a081435703 | Landis | 30 | 6 | AWG | 0.5 | 6 | AWG | 3 Phase | 124.6951 | 11.3018 | tamayo |  | 11.30177,124.6951
2026-01-29 | 10:53 | 133-4-b-3-c | F1 | C1 | 2 | 2 | Horizontal | ABCN | 133-4-b-3-c | J6 | 36557 | Open Secondary(OS) | Duplex | 133-4-b-3-c |  |  |  | CN |  | a071012184 | Landis | 30 | 6 | AWG | 0.5 | 6 | AWG | 3 Phase | 124.6951 | 11.3018 | tamayo |  | 11.30177,124.6951
2026-01-29 | 10:53 | 133-4-b-3-c | F1 | C1 | 2 | 2 | Horizontal | ABCN | 133-4-b-3-c | J6 | 36557 | Open Secondary(OS) | Duplex | 133-4-b-3-c |  |  |  | CN |  | a071012181 | Landis | 60 | 6 | AWG | 0.5 | 6 | AWG | 3 Phase | 124.6951 | 11.3018 | tamayo |  | 11.30177,124.6951
2026-01-29 | 10:53 | 133-4-b-3-c | F1 | C1 | 2 | 2 | Horizontal | ABCN | 133-4-b-3-c | J6 | 36557 | Open Secondary(OS) | Duplex | 133-4-b-3-c |  |  |  | CN |  | a071012183 | Landis | 30 | 6 | AWG | 0.5 | 6 | AWG | 3 Phase | 124.6951 | 11.3018 | tamayo |  | 11.30177,124.6951
2026-01-29 | 10:54 | 133-4-b-3-c | F1 | C1 | 2 | 2 | Horizontal | ABCN | 133-4-b-3-c | J6 | 36557 | Open Secondary(OS) | Duplex | 133-4-b-3-c |  |  |  | CN |  | a391085225 | Landis | 30 | 6 | AWG | 0.5 | 6 | AWG | 3 Phase | 124.6951 | 11.3018 | tamayo |  | 11.30177,124.6951
2026-01-29 | 11:10 | 133-4-b-3-A | F1 | C1 | 2 | 2 | Horizontal | ABCN | 133-4-b-3-A | J6 | 36557 | Open Secondary(OS) | Duplex | 133-4-b-3-c |  |  |  | CN |  |  |  |  | 6 | AWG | 0.5 | 6 | AWG | 3 Phase | 124.6951 | 11.3018 | tamayo |  | 11.30177,124.6951
2026-01-29 | 11:10 | 133-4-b-3-A | F1 | C1 | 2 | 2 | Horizontal | ABCN | 133-4-b-3-A | J6 | 36557 | Open Secondary(OS) | Duplex | 133-4-b-3-A |  |  |  | CN |  |  |  |  | 6 | AWG | 0.5 | 6 | AWG | 3 Phase | 124.6951 | 11.3018 | tamayo |  | 11.30177,124.6951
2026-01-29 | 11:10 | 133-4-b-3-A | F1 | C1 | 2 | 2 | Horizontal | ABCN | 133-4-b-3-A | J6 | 36557 | Open Secondary(OS) | Duplex | 133-4-b-3-A |  |  |  | CN |  | 20240087250 | Intec | 30 | 6 | AWG | 0.5 | 6 | AWG | 3 Phase | 124.6951 | 11.3018 | tamayo |  | 11.30177,124.6951
2026-01-29 | 11:11 | 133-4-b-3-A | F1 | C1 | 2 | 2 | Horizontal | ABCN | 133-4-b-3-A | J6 | 36557 | Open Secondary(OS) | Duplex | 133-4-b-3-A |  |  |  | CN |  | a101212055 | Landis | 30 | 6 | AWG | 0.5 | 6 | AWG | 3 Phase | 124.6951 | 11.3018 | tamayo |  | 11.30177,124.6951
2026-01-29 | 11:11 | 133-4-b-3-A | F1 | C1 | 2 | 2 | Horizontal | ABCN | 133-4-b-3-A | J6 | 36557 | Open Secondary(OS) | Duplex | 133-4-b-3-A |  |  |  | CN |  | a101212056 | Landis | 60 | 6 | AWG | 0.5 | 6 | AWG | 3 Phase | 124.6951 | 11.3018 | tamayo |  | 11.30177,124.6951
2026-01-29 | 11:11 | 133-4-b-3-A | F1 | C1 | 2 | 2 | Horizontal | ABCN | 133-4-b-3-A | J6 | 36557 | Open Secondary(OS) | Duplex | 133-4-b-3-A |  |  |  | CN |  | a071012041 | Landis | 60 | 6 | AWG | 0.5 | 6 | AWG | 3 Phase | 124.6951 | 11.3018 | tamayo |  | 11.30177,124.6951
2026-01-29 | 11:11 | 133-4-b-3-A | F1 | C1 | 2 | 2 | Horizontal | ABCN | 133-4-b-3-A | J6 | 36557 | Open Secondary(OS) | Duplex | 133-4-b-3-A |  |  |  | CN |  | a071012247 | Landis | 60 | 6 | AWG | 0.5 | 6 | AWG | 3 Phase | 124.6951 | 11.3018 | tamayo |  | 11.30177,124.6951
2026-01-29 | 11:12 | 133-4-b-3-A | F1 | C1 | 2 | 2 | Horizontal | ABCN | 133-4-b-3-A | J6 | 36557 | Open Secondary(OS) | Duplex | 133-4-b-3-A |  |  |  | CN |  | a151538888 | Landis | 60 | 6 | AWG | 0.5 | 6 | AWG | 3 Phase | 124.6951 | 11.3018 | tamayo |  | 11.30177,124.6951
2026-01-29 | 11:12 | 133-4-b-3-A | F1 | C1 | 2 | 2 | Horizontal | ABCN | 133-4-b-3-A | J6 | 36557 | Open Secondary(OS) | Duplex | 133-4-b-3-A |  |  |  | CN |  | a071012249 | Landis | 60 | 6 | AWG | 0.5 | 6 | AWG | 3 Phase | 124.6951 | 11.3018 | tamayo |  | 11.30177,124.6951
2026-01-29 | 11:12 | 133-4-b-3-A | F1 | C1 | 2 | 2 | Horizontal | ABCN | 133-4-b-3-A | J6 | 36557 | Open Secondary(OS) | Duplex | 133-4-b-3-A |  |  |  | CN |  | a071012250 | Landis | 60 | 6 | AWG | 0.5 | 6 | AWG | 3 Phase | 124.6951 | 11.3018 | tamayo |  | 11.30177,124.6951
2026-01-29 | 11:12 | 133-4-b-3-A | F1 | C1 | 2 | 2 | Horizontal | ABCN | 133-4-b-3-A | J6 | 36557 | Open Secondary(OS) | Duplex | 133-4-b-3-A |  |  |  | CN |  | a071012251 | Landis | 60 | 6 | AWG | 0.5 | 6 | AWG | 3 Phase | 124.6951 | 11.3018 | tamayo |  | 11.30177,124.6951
2026-01-29 | 11:13 | 133-4-b-3-A | F1 | C1 | 2 | 2 | Horizontal | ABCN | 133-4-b-3-A | J6 | 36557 | Open Secondary(OS) | Duplex | 133-4-b-3-A |  |  |  | CN |  | a071012252 | Landis | 30 | 6 | AWG | 0.5 | 6 | AWG | 3 Phase | 124.6951 | 11.3018 | tamayo |  | 11.30177,124.6951
2026-01-29 | 11:13 | 133-4-b-3-A | F1 | C1 | 2 | 2 | Horizontal | ABCN | 133-4-b-3-A | J6 | 36557 | Open Secondary(OS) | Duplex | 133-4-b-3-A |  |  |  | CN |  | a151537109 | Landis | 30 | 6 | AWG | 0.5 | 6 | AWG | 3 Phase | 124.6951 | 11.3018 | tamayo |  | 11.30177,124.6951
2026-01-29 | 11:14 | 133-4-b-3-A | F1 | C1 | 2 | 2 | Horizontal | ABCN | 133-4-b-3-A | J6 | 36557 | Open Secondary(OS) | Duplex | 133-4-b-3-A |  |  |  | CN |  | a251121757 | Landis | 30 | 6 | AWG | 0.5 | 6 | AWG | 3 Phase | 124.6951 | 11.3018 | tamayo |  | 11.30177,124.6951
2026-01-29 | 11:14 | 133-4-b-3-A | F1 | C1 | 2 | 2 | Horizontal | ABCN | 133-4-b-3-A | J6 | 36557 | Open Secondary(OS) | Duplex | 133-4-b-3-A |  |  |  | CN |  | a391085122 | Landis | 30 | 6 | AWG | 0.5 | 6 | AWG | 3 Phase | 124.6951 | 11.3018 | tamayo |  | 11.30177,124.6951
2026-01-29 | 11:14 | 133-4-b-3-A | F1 | C1 | 2 | 2 | Horizontal | ABCN | 133-4-b-3-A | J6 | 36557 | Open Secondary(OS) | Duplex | 133-4-b-3-A |  |  |  | CN |  | a071012045 | Landis | 60 | 6 | AWG | 0.5 | 6 | AWG | 3 Phase | 124.6951 | 11.3018 | tamayo |  | 11.30177,124.6951
2026-01-29 | 11:14 | 133-4-b-3-A | F1 | C1 | 2 | 2 | Horizontal | ABCN | 133-4-b-3-A | J6 | 36557 | Open Secondary(OS) | Duplex | 133-4-b-3-A |  |  |  | CN |  | a0071012040 | Landis | 30 | 6 | AWG | 0.5 | 6 | AWG | 3 Phase | 124.6951 | 11.3018 | tamayo |  | 11.30177,124.6951
2026-01-29 | 11:14 | 133-4-b-3-A | F1 | C1 | 2 | 2 | Horizontal | ABCN | 133-4-b-3-A | J6 | 36557 | Open Secondary(OS) | Duplex | 133-4-b-3-A |  |  |  | CN |  | a071012256 | Landis | 30 | 6 | AWG | 0.5 | 6 | AWG | 3 Phase | 124.6951 | 11.3018 | tamayo |  | 11.30177,124.6951
2026-01-29 | 11:15 | 133-4-b-3-A | F1 | C1 | 2 | 2 | Horizontal | ABCN | 133-4-b-3-A | J6 | 36557 | Open Secondary(OS) | Duplex | 133-4-b-3-A |  |  |  | CN |  | a071012255 | Landis | 60 | 6 | AWG | 0.5 | 6 | AWG | 3 Phase | 124.6951 | 11.3018 | tamayo |  | 11.30177,124.6951
2026-01-29 | 11:15 | 133-4-b-3-A | F1 | C1 | 2 | 2 | Horizontal | ABCN | 133-4-b-3-A | J6 | 36557 | Open Secondary(OS) | Duplex | 133-4-b-3-A |  |  |  | CN |  | a071012046 | Landis | 60 | 6 | AWG | 0.5 | 6 | AWG | 3 Phase | 124.6951 | 11.3018 | tamayo |  | 11.30177,124.6951
2026-01-29 | 11:15 | 133-4-b-3-A | F1 | C1 | 2 | 2 | Horizontal | ABCN | 133-4-b-3-A | J6 | 36557 | Open Secondary(OS) | Duplex | 133-4-b-3-A |  |  |  | CN |  | a071012254 | Landis | 60 | 6 | AWG | 0.5 | 6 | AWG | 3 Phase | 124.6951 | 11.3018 | tamayo |  | 11.30177,124.6951
2026-01-29 | 11:15 | 133-4-b-3-A | F1 | C1 | 2 | 2 | Horizontal | ABCN | 133-4-b-3-A | J6 | 36557 | Open Secondary(OS) | Duplex | 133-4-b-3-A |  |  |  | CN |  | a161463425 | Landis | 30 | 6 | AWG | 0.5 | 6 | AWG | 3 Phase | 124.6951 | 11.3018 | tamayo |  | 11.30177,124.6951
2026-01-29 | 11:15 | 133-4-b-3-A | F1 | C1 | 2 | 2 | Horizontal | ABCN | 133-4-b-3-A | J6 | 36557 | Open Secondary(OS) | Duplex | 133-4-b-3-A |  |  |  | CN |  | 202200102800 | Intec | 60 | 6 | AWG | 0.5 | 6 | AWG | 3 Phase | 124.6951 | 11.3018 | tamayo |  | 11.30177,124.6951
2026-01-29 | 11:16 | 133-4-b-3-A | F1 | C1 | 2 | 2 | Horizontal | ABCN | 133-4-b-3-A | J6 | 36557 | Open Secondary(OS) | Duplex | 133-4-b-3-A |  |  |  | CN |  | 202501000432 | Techen | 30 | 6 | AWG | 0.5 | 6 | AWG | 3 Phase | 124.6951 | 11.3018 | tamayo |  | 11.30177,124.6951
2026-01-29 | 11:19 | 133-4-b-3-B | F1 | C1 | 2 | 2 | Horizontal | ABCN | 133-4-b-3-B | J6 | 36557 | Open Secondary(OS) | Duplex | 133-4-b-3-A |  |  |  | CN |  |  |  |  | 6 | AWG | 0.5 | 6 | AWG | 3 Phase | 124.6951 | 11.3018 | tamayo |  | 11.30177,124.6951
2026-01-29 | 11:19 | 133-4-b-3-B | F1 | C1 | 2 | 2 | Horizontal | ABCN | 133-4-b-3-B | J5 | 36557 | Open Secondary(OS) | Duplex | 133-4-b-3-B |  |  |  | CN |  |  |  |  | 6 | AWG | 0.5 | 6 | AWG | 3 Phase | 124.6951 | 11.3018 | tamayo |  | 11.30177,124.6951
2026-01-29 | 11:19 | 133-4-b-3-B | F1 | C1 | 2 | 2 | Horizontal | ABCN | 133-4-b-3-B | J5 | 36557 | Open Secondary(OS) | Duplex | 133-4-b-3-B |  |  |  | CN |  | 201900037389 | Intec | 30 | 6 | AWG | 0.5 | 6 | AWG | 3 Phase | 124.6951 | 11.3018 | tamayo |  | 11.30177,124.6951
2026-01-29 | 11:19 | 133-4-b-3-B | F1 | C1 | 2 | 2 | Horizontal | ABCN | 133-4-b-3-B | J5 | 36557 | Open Secondary(OS) | Duplex | 133-4-b-3-B |  |  |  | CN |  | a251121937 | Landis | 30 | 6 | AWG | 0.5 | 6 | AWG | 3 Phase | 124.6951 | 11.3018 | tamayo |  | 11.30177,124.6951
2026-01-29 | 11:20 | 133-4-b-3-B | F1 | C1 | 2 | 2 | Horizontal | ABCN | 133-4-b-3-B | J5 | 36557 | Open Secondary(OS) | Duplex | 133-4-b-3-B |  |  |  | CN |  | a231076612 | Landis | 30 | 6 | AWG | 0.5 | 6 | AWG | 3 Phase | 124.6951 | 11.3018 | tamayo |  | 11.30177,124.6951
2026-01-29 | 11:20 | 133-4-b-3-B | F1 | C1 | 2 | 2 | Horizontal | ABCN | 133-4-b-3-B | J5 | 36557 | Open Secondary(OS) | Duplex | 133-4-b-3-B |  |  |  | CN |  | 202100042283 | Intec | 30 | 6 | AWG | 0.5 | 6 | AWG | 3 Phase | 124.6951 | 11.3018 | tamayo |  | 11.30177,124.6951
2026-01-29 | 11:20 | 133-4-b-3-B | F1 | C1 | 2 | 2 | Horizontal | ABCN | 133-4-b-3-B | J5 | 36557 | Open Secondary(OS) | Duplex | 133-4-b-3-B |  |  |  | CN |  | a390929617 | Landis | 30 | 6 | AWG | 0.5 | 6 | AWG | 3 Phase | 124.6951 | 11.3018 | tamayo |  | 11.30177,124.6951
2026-01-29 | 11:20 | 133-4-b-3-B | F1 | C1 | 2 | 2 | Horizontal | ABCN | 133-4-b-3-B | J5 | 36557 | Open Secondary(OS) | Duplex | 133-4-b-3-B |  |  |  | CN |  | 071012257 | Landis | 30 | 6 | AWG | 0.5 | 6 | AWG | 3 Phase | 124.6951 | 11.3018 | tamayo |  | 11.30177,124.6951
2026-01-29 | 11:20 | 133-4-b-3-B | F1 | C1 | 2 | 2 | Horizontal | ABCN | 133-4-b-3-B | J5 | 36557 | Open Secondary(OS) | Duplex | 133-4-b-3-B |  |  |  | CN |  | a321246753 | Landis | 30 | 6 | AWG | 0.5 | 6 | AWG | 3 Phase | 124.6951 | 11.3018 | tamayo |  | 11.30177,124.6951
2026-01-29 | 11:21 | 133-4-b-3-B | F1 | C1 | 2 | 2 | Horizontal | ABCN | 133-4-b-3-B | J5 | 36557 | Open Secondary(OS) | Duplex | 133-4-b-3-B |  |  |  | CN |  | a221462834 | Landis | 30 | 6 | AWG | 0.5 | 6 | AWG | 3 Phase | 124.6951 | 11.3018 | tamayo |  | 11.30177,124.6951
2026-01-29 | 11:21 | 133-4-b-3-B | F1 | C1 | 2 | 2 | Horizontal | ABCN | 133-4-b-3-B | J5 | 36557 | Open Secondary(OS) | Duplex | 133-4-b-3-B |  |  |  | CN |  | a071012262 | Landis | 30 | 6 | AWG | 0.5 | 6 | AWG | 3 Phase | 124.6951 | 11.3018 | tamayo |  | 11.30177,124.6951
2026-01-29 | 11:21 | 133-4-b-3-B | F1 | C1 | 2 | 2 | Horizontal | ABCN | 133-4-b-3-B | J5 | 36557 | Open Secondary(OS) | Duplex | 133-4-b-3-B |  |  |  | CN |  | a071022475 | Landis | 30 | 6 | AWG | 0.5 | 6 | AWG | 3 Phase | 124.6951 | 11.3018 | tamayo |  | 11.30177,124.6951
2026-01-29 | 11:22 | 133-4-b-3-B | F1 | C1 | 2 | 2 | Horizontal | ABCN | 133-4-b-3-B | J5 | 36557 | Open Secondary(OS) | Duplex | 133-4-b-3-B |  |  |  | CN |  | a071012474 | Landis | 30 | 6 | AWG | 0.5 | 6 | AWG | 3 Phase | 124.6951 | 11.3018 | tamayo |  | 11.30177,124.6951
2026-01-29 | 11:22 | 133-4-b-3-B | F1 | C1 | 2 | 2 | Horizontal | ABCN | 133-4-b-3-B | J5 | 36557 | Open Secondary(OS) | Duplex | 133-4-b-3-B |  |  |  | CN |  | a071012473 | Landis | 30 | 6 | AWG | 0.5 | 6 | AWG | 3 Phase | 124.6951 | 11.3018 | tamayo |  | 11.30177,124.6951
2026-01-29 | 11:22 | 133-4-b-3-B | F1 | C1 | 2 | 2 | Horizontal | ABCN | 133-4-b-3-B | J5 | 36557 | Open Secondary(OS) | Duplex | 133-4-b-3-B |  |  |  | CN |  | a071012472 | Landis | 30 | 6 | AWG | 0.5 | 6 | AWG | 3 Phase | 124.6951 | 11.3018 | tamayo |  | 11.30177,124.6951
2026-01-29 | 11:22 | 133-4-b-3-B | F1 | C1 | 2 | 2 | Horizontal | ABCN | 133-4-b-3-B | J5 | 36557 | Open Secondary(OS) | Duplex | 133-4-b-3-B |  |  |  | CN |  | a071012471 | Landis | 30 | 6 | AWG | 0.5 | 6 | AWG | 3 Phase | 124.6951 | 11.3018 | tamayo |  | 11.30177,124.6951
2026-01-29 | 11:22 | 133-4-b-3-B | F1 | C1 | 2 | 2 | Horizontal | ABCN | 133-4-b-3-B | J5 | 36557 | Open Secondary(OS) | Duplex | 133-4-b-3-B |  |  |  | CN |  | a0710121470 | Landis | 60 | 6 | AWG | 0.5 | 6 | AWG | 3 Phase | 124.6951 | 11.3018 | tamayo |  | 11.30177,124.6951
2026-01-29 | 11:23 | 133-4-b-3-B | F1 | C1 | 2 | 2 | Horizontal | ABCN | 133-4-b-3-B | J5 | 36557 | Open Secondary(OS) | Duplex | 133-4-b-3-B |  |  |  | CN |  | 201700019771 | Intec | 60 | 6 | AWG | 0.5 | 6 | AWG | 3 Phase | 124.6951 | 11.3018 | tamayo |  | 11.30177,124.6951
2026-01-29 | 11:23 | 133-4-b-3-B | F1 | C1 | 2 | 2 | Horizontal | ABCN | 133-4-b-3-B | J5 | 36557 | Open Secondary(OS) | Duplex | 133-4-b-3-B |  |  |  | CN |  | 202400314072 | Intec | 60 | 6 | AWG | 0.5 | 6 | AWG | 3 Phase | 124.6951 | 11.3018 | tamayo |  | 11.30177,124.6951
2026-01-29 | 11:23 | 133-4-b-3-B | F1 | C1 | 2 | 2 | Horizontal | ABCN | 133-4-b-3-B | J5 | 36557 | Open Secondary(OS) | Duplex | 133-4-b-3-B |  |  |  | CN |  | 201700023304 | Intec | 60 | 6 | AWG | 0.5 | 6 | AWG | 3 Phase | 124.6951 | 11.3018 | tamayo |  | 11.30177,124.6951
2026-01-29 | 11:24 | 133-4-b-3-B | F1 | C1 | 2 | 2 | Horizontal | ABCN | 133-4-b-3-B | J5 | 36557 | Open Secondary(OS) | Duplex | 133-4-b-3-B |  |  |  | CN |  | a071012263 | Landis | 30 | 6 | AWG | 0.5 | 6 | AWG | 3 Phase | 124.6951 | 11.3018 | tamayo |  | 11.30177,124.6951
2026-01-29 | 11:24 | 133-4-b-3-B | F1 | C1 | 2 | 2 | Horizontal | ABCN | 133-4-b-3-B | J5 | 36557 | Open Secondary(OS) | Duplex | 133-4-b-3-B |  |  |  | CN |  | a071012430 | Landis | 30 | 6 | AWG | 0.5 | 6 | AWG | 3 Phase | 124.6951 | 11.3018 | tamayo |  | 11.30177,124.6951
2026-01-29 | 11:24 | 133-4-b-3-B | F1 | C1 | 2 | 2 | Horizontal | ABCN | 133-4-b-3-B | J5 | 36557 | Open Secondary(OS) | Duplex | 133-4-b-3-B |  |  |  | CN |  | a101712431 | Landis | 30 | 6 | AWG | 0.5 | 6 | AWG | 3 Phase | 124.6951 | 11.3018 | tamayo |  | 11.30177,124.6951
2026-01-29 | 11:25 | 133-4-b-3-B | F1 | C1 | 2 | 2 | Horizontal | ABCN | 133-4-b-3-B | J5 | 36557 | Open Secondary(OS) | Duplex | 133-4-b-3-B |  |  |  | CN |  | a071712432 | Landis | 30 | 6 | AWG | 0.5 | 6 | AWG | 3 Phase | 124.6951 | 11.3018 | tamayo |  | 11.30177,124.6951
2026-01-29 | 11:25 | 133-4-b-3-B | F1 | C1 | 2 | 2 | Horizontal | ABCN | 133-4-b-3-B | J5 | 36557 | Open Secondary(OS) | Duplex | 133-4-b-3-B |  |  |  | CN |  | a071012434 | Landis | 30 | 6 | AWG | 0.5 | 6 | AWG | 3 Phase | 124.6951 | 11.3018 | tamayo |  | 11.30177,124.6951
2026-01-29 | 11:25 | 133-4-b-3-B | F1 | C1 | 2 | 2 | Horizontal | ABCN | 133-4-b-3-B | J5 | 36557 | Open Secondary(OS) | Duplex | 133-4-b-3-B |  |  |  | CN |  | a071012435 | Landis | 30 | 6 | AWG | 0.5 | 6 | AWG | 3 Phase | 124.6951 | 11.3018 | tamayo |  | 11.30177,124.6951
2026-01-29 | 11:25 | 133-4-b-3-B | F1 | C1 | 2 | 2 | Horizontal | ABCN | 133-4-b-3-B | J5 | 36557 | Open Secondary(OS) | Duplex | 133-4-b-3-B |  |  |  | CN |  | 90221907 | Techen | 60 | 6 | AWG | 0.5 | 6 | AWG | 3 Phase | 124.6951 | 11.3018 | tamayo |  | 11.30177,124.6951
2026-01-29 | 11:26 | 133-4-b-3-B | F1 | C1 | 2 | 2 | Horizontal | ABCN | 133-4-b-3-B | J5 | 36557 | Open Secondary(OS) | Duplex | 133-4-b-3-B |  |  |  | CN |  | a071012476 | Landis | 60 | 6 | AWG | 0.5 | 6 | AWG | 3 Phase | 124.6951 | 11.3018 | tamayo |  | 11.30177,124.6951
2026-01-29 | 11:26 | 133-4-b-3-B | F1 | C1 | 2 | 2 | Horizontal | ABCN | 133-4-b-3-B | J5 | 36557 | Open Secondary(OS) | Duplex | 133-4-b-3-B |  |  |  | CN |  | a221480916 | Landis | 60 | 6 | AWG | 0.5 | 6 | AWG | 3 Phase | 124.6951 | 11.3018 | tamayo |  | 11.30177,124.6951
2026-01-29 | 11:26 | 133-4-b-3-B | F1 | C1 | 2 | 2 | Horizontal | ABCN | 133-4-b-3-B | J5 | 36557 | Open Secondary(OS) | Duplex | 133-4-b-3-B |  |  |  | CN |  | 202400314070 | Intec | 60 | 6 | AWG | 0.5 | 6 | AWG | 3 Phase | 124.6951 | 11.3018 | tamayo |  | 11.30177,124.6951
2026-01-29 | 11:28 | 133-4-b-3-B | F1 | C1 | 2 | 2 | Horizontal | ABCN | 133-4-b-3-B | J5 | 36557 | Open Secondary(OS) | Duplex | 133-4-b-3-B |  |  |  | CN |  | a154246202 | Landis | 30 | 6 | AWG | 0.5 | 6 | AWG | 3 Phase | 124.6951 | 11.3018 | tamayo |  | 11.30177,124.6951
2026-01-29 | 11:30 | 133-4-b-3-C | F1 | C1 | 2 | 2 | Horizontal | ABCN | 133-4-b-3-C | J5 | 36557 | Open Secondary(OS) | Duplex | 133-4-b-3-B |  |  |  | CN |  |  |  |  | 6 | AWG | 0.5 | 6 | AWG | 3 Phase | 124.6951 | 11.3018 | tamayo |  | 11.30177,124.6951
2026-01-29 | 11:30 | 133-4-b-3-C | F1 | C1 | 2 | 2 | Horizontal | ABCN | 133-4-b-3-C | J6 | 36557 | Open Secondary(OS) | Duplex | 133-4-b-3-Cc |  |  |  | CN |  |  |  |  | 6 | AWG | 0.5 | 6 | AWG | 3 Phase | 124.6951 | 11.3018 | tamayo |  | 11.30177,124.6951
2026-01-29 | 11:30 | 133-4-b-3-C | F1 | C1 | 2 | 2 | Horizontal | ABCN | 133-4-b-3-C | J6 | 36557 | Open Secondary(OS) | Duplex | 133-4-b-3-Cc |  |  |  | CN |  | a390929689 |  | 30 | 6 | AWG | 0.5 | 6 | AWG | 3 Phase | 124.6951 | 11.3018 | tamayo |  | 11.30177,124.6951
2026-01-29 | 11:30 | 133-4-b-3-C | F1 | C1 | 2 | 2 | Horizontal | ABCN | 133-4-b-3-C | J6 | 36557 | Open Secondary(OS) | Duplex | 133-4-b-3-Cc |  |  |  | CN |  | a071012258 | Landis | 30 | 6 | AWG | 0.5 | 6 | AWG | 3 Phase | 124.6951 | 11.3018 | tamayo |  | 11.30177,124.6951
2026-01-29 | 11:30 | 133-4-b-3-C | F1 | C1 | 2 | 2 | Horizontal | ABCN | 133-4-b-3-C | J6 | 36557 | Open Secondary(OS) | Duplex | 133-4-b-3-Cc |  |  |  | CN |  | a071012259 | Landis | 30 | 6 | AWG | 0.5 | 6 | AWG | 3 Phase | 124.6951 | 11.3018 | tamayo |  | 11.30177,124.6951
2026-01-29 | 11:31 | 133-4-b-3-C | F1 | C1 | 2 | 2 | Horizontal | ABCN | 133-4-b-3-C | J6 | 36557 | Open Secondary(OS) | Duplex | 133-4-b-3-Cc |  |  |  | CN |  | a071012260 | Landis | 60 | 6 | AWG | 0.5 | 6 | AWG | 3 Phase | 124.6951 | 11.3018 | tamayo |  | 11.30177,124.6951
2026-01-29 | 11:31 | 133-4-b-3-C | F1 | C1 | 2 | 2 | Horizontal | ABCN | 133-4-b-3-C | J6 | 36557 | Open Secondary(OS) | Duplex | 133-4-b-3-Cc |  |  |  | CN |  | a071012261 | Landis | 30 | 6 | AWG | 0.5 | 6 | AWG | 3 Phase | 124.6951 | 11.3018 | tamayo |  | 11.30177,124.6951
2026-01-29 | 11:31 | 133-4-b-3-C | F1 | C1 | 2 | 2 | Horizontal | ABCN | 133-4-b-3-C | J6 | 36557 | Open Secondary(OS) | Duplex | 133-4-b-3-Cc |  |  |  | CN |  | a071012264 | Landis | 60 | 6 | AWG | 0.5 | 6 | AWG | 3 Phase | 124.6951 | 11.3018 | tamayo |  | 11.30177,124.6951
2026-01-29 | 11:31 | 133-4-b-3-C | F1 | C1 | 2 | 2 | Horizontal | ABCN | 133-4-b-3-C | J6 | 36557 | Open Secondary(OS) | Duplex | 133-4-b-3-Cc |  |  |  | CN |  | a071012265 | Landis | 60 | 6 | AWG | 0.5 | 6 | AWG | 3 Phase | 124.6951 | 11.3018 | tamayo |  | 11.30177,124.6951
2026-01-29 | 11:31 | 133-4-b-3-C | F1 | C1 | 2 | 2 | Horizontal | ABCN | 133-4-b-3-C | J6 | 36557 | Open Secondary(OS) | Duplex | 133-4-b-3-Cc |  |  |  | CN |  | a071012266 | Landis | 30 | 6 | AWG | 0.5 | 6 | AWG | 3 Phase | 124.6951 | 11.3018 | tamayo |  | 11.30177,124.6951
2026-01-29 | 11:32 | 133-4-b-3-C | F1 | C1 | 2 | 2 | Horizontal | ABCN | 133-4-b-3-C | J6 | 36557 | Open Secondary(OS) | Duplex | 133-4-b-3-Cc |  |  |  | CN |  | a351060604 | Landis | 30 | 6 | AWG | 0.5 | 6 | AWG | 3 Phase | 124.6951 | 11.3018 | tamayo |  | 11.30177,124.6951
2026-01-29 | 11:32 | 133-4-b-3-C | F1 | C1 | 2 | 2 | Horizontal | ABCN | 133-4-b-3-C | J6 | 36557 | Open Secondary(OS) | Duplex | 133-4-b-3-Cc |  |  |  | CN |  | a251259905 | Landis | 30 | 6 | AWG | 0.5 | 6 | AWG | 3 Phase | 124.6951 | 11.3018 | tamayo |  | 11.30177,124.6951
2026-01-29 | 11:32 | 133-4-b-3-C | F1 | C1 | 2 | 2 | Horizontal | ABCN | 133-4-b-3-C | J6 | 36557 | Open Secondary(OS) | Duplex | 133-4-b-3-Cc |  |  |  | CN |  | a261452492 | Landis | 60 | 6 | AWG | 0.5 | 6 | AWG | 3 Phase | 124.6951 | 11.3018 | tamayo |  | 11.30177,124.6951
2026-01-29 | 11:32 | 133-4-b-3-C | F1 | C1 | 2 | 2 | Horizontal | ABCN | 133-4-b-3-C | J6 | 36557 | Open Secondary(OS) | Duplex | 133-4-b-3-Cc |  |  |  | CN |  | a261451941 | Landis | 30 | 6 | AWG | 0.5 | 6 | AWG | 3 Phase | 124.6951 | 11.3018 | tamayo |  | 11.30177,124.6951
2026-01-29 | 11:32 | 133-4-b-3-C | F1 | C1 | 2 | 2 | Horizontal | ABCN | 133-4-b-3-C | J6 | 36557 | Open Secondary(OS) | Duplex | 133-4-b-3-Cc |  |  |  | CN |  | a221462839 | Landis | 30 | 6 | AWG | 0.5 | 6 | AWG | 3 Phase | 124.6951 | 11.3018 | tamayo |  | 11.30177,124.6951
2026-01-29 | 11:33 | 133-4-b-3-C | F1 | C1 | 2 | 2 | Horizontal | ABCN | 133-4-b-3-C | J6 | 36557 | Open Secondary(OS) | Duplex | 133-4-b-3-Cc |  |  |  | CN |  | a221474226 | Landis | 30 | 6 | AWG | 0.5 | 6 | AWG | 3 Phase | 124.6951 | 11.3018 | tamayo |  | 11.30177,124.6951
2026-01-29 | 11:33 | 133-4-b-3-C | F1 | C1 | 2 | 2 | Horizontal | ABCN | 133-4-b-3-C | J6 | 36557 | Open Secondary(OS) | Duplex | 133-4-b-3-Cc |  |  |  | CN |  | 201700020499 | Intec | 30 | 6 | AWG | 0.5 | 6 | AWG | 3 Phase | 124.6964 | 11.302 | tamayo |  | 11.30204,124.69645
2026-01-29 | 12:57 | 133-12-a | F1 | A1 | 2 | 2 | Vertical | AN | 133-12-a | [18 empty] | Single Phase |  |  | OBADO |  | ,
2026-01-29 | 13:00 | 133-12-a | F1 | A1 | 2 | 2 | Vertical | AN | 133-12-a | J5 | 36557 | Under Built(UB) | Bare | 133-12-b | [13 empty] | Single Phase |  |  | OBADO |  | ,
2026-01-29 | 13:01 | 133-12-a | F1 | A1 | 2 | 2 | Vertical | AN | 133-12-a | J5 | 36557 | Under Built(UB) | Bare | 133-12-b | [5 empty] | a071014330 | Landis | 30 | 6 | AWG | 0.5 | 6 | AWG | Single Phase | 124.6998 | 11.3027 | OBADO |  | 11.30271,124.69977
2026-01-29 | 13:01 | 133-12-a | F1 | A1 | 2 | 2 | Vertical | AN | 133-12-a | J5 | 36557 | Under Built(UB) | Bare | 133-12-b | [5 empty] | a071014329 | Landis | 30 | 6 | AWG | 0.5 | 6 | AWG | Single Phase | 124.6998 | 11.3027 | OBADO |  | 11.30271,124.69977
2026-01-29 | 13:01 | 133-12-a | F1 | A1 | 2 | 2 | Vertical | AN | 133-12-a | J5 | 36557 | Under Built(UB) | Bare | 133-12-b | [5 empty] | a071014331 | Landis | 60 | 6 | AWG | 0.5 | 6 | AWG | Single Phase | 124.6998 | 11.3027 | OBADO |  | 11.30271,124.69977
2026-01-29 | 13:02 | 133-12-a | F1 | A1 | 2 | 2 | Vertical | AN | 133-12-a | J5 | 36557 | Under Built(UB) | Bare | 133-12-b | [5 empty] | a071014332 | Landis | 60 | 6 | AWG | 0.5 | 6 | AWG | Single Phase | 124.6998 | 11.3027 | OBADO |  | 11.30271,124.69977
2026-01-29 | 13:02 | 133-12-a | F1 | A1 | 2 | 2 | Vertical | AN | 133-12-a | J5 | 36557 | Under Built(UB) | Bare | 133-12-b | [5 empty] | a071014336 | Landis | 60 | 6 | AWG | 0.5 | 6 | AWG | Single Phase | 124.6996 | 11.3027 | OBADO |  | 11.30269,124.69963
2026-01-29 | 13:02 | 133-12-a | F1 | A1 | 2 | 2 | Vertical | AN | 133-12-a | J5 | 36557 | Under Built(UB) | Bare | 133-12-b | [5 empty] | a071014333 | Landis | 60 | 6 | AWG | 0.5 | 6 | AWG | Single Phase | 124.6996 | 11.3027 | OBADO |  | 11.30269,124.69963
2026-01-29 | 13:02 | 133-12-a | F1 | A1 | 2 | 2 | Vertical | AN | 133-12-a | J5 | 36557 | Under Built(UB) | Bare | 133-12-b | [5 empty] | a071014328 | Landis | 60 | 6 | AWG | 0.5 | 6 | AWG | Single Phase | 124.6996 | 11.3027 | OBADO |  | 11.30269,124.69963
2026-01-29 | 13:03 | 133-12-a | F1 | A1 | 2 | 2 | Vertical | AN | 133-12-a | J5 | 36557 | Under Built(UB) | Bare | 133-12-b | [5 empty] | 202400314017 | Intec | 60 | 6 | AWG | 0.5 | 6 | AWG | Single Phase | 124.6996 | 11.3027 | OBADO |  | 11.30269,124.69963
2026-01-29 | 13:03 | 133-12-a | F1 | A1 | 2 | 2 | Vertical | AN | 133-12-a | J5 | 36557 | Under Built(UB) | Bare | 133-12-b | [5 empty] | a411111239 | Landis | 30 | 6 | AWG | 0.5 | 6 | AWG | Single Phase | 124.6996 | 11.3027 | OBADO |  | 11.30269,124.69963
2026-01-29 | 13:03 | 133-12-a | F1 | A1 | 2 | 2 | Vertical | AN | 133-12-a | J5 | 36557 | Under Built(UB) | Bare | 133-12-b | [5 empty] | a411111238 | Landis | 60 | 6 | AWG | 0.5 | 6 | AWG | Single Phase | 124.6996 | 11.3027 | OBADO |  | 11.30269,124.69963
2026-01-29 | 13:03 | 133-12-a | F1 | A1 | 2 | 2 | Vertical | AN | 133-12-a | J5 | 36557 | Under Built(UB) | Bare | 133-12-b | [5 empty] | a411111237 | Landis | 60 | 6 | AWG | 0.5 | 6 | AWG | Single Phase | 124.6996 | 11.3027 | OBADO |  | 11.30269,124.69963
2026-01-29 | 13:03 | 133-12-a | F1 | A1 | 2 | 2 | Vertical | AN | 133-12-a | J5 | 36557 | Under Built(UB) | Bare | 133-12-b | [5 empty] | a411111233 | Landis | 60 | 6 | AWG | 0.5 | 6 | AWG | Single Phase | 124.6996 | 11.3027 | OBADO |  | 11.30269,124.69963
2026-01-29 | 13:04 | 133-12-a | F1 | A1 | 2 | 2 | Vertical | AN | 133-12-a | J5 | 36557 | Under Built(UB) | Bare | 133-12-b | [5 empty] | 202400314068 | Intec | 30 | 6 | AWG | 0.5 | 6 | AWG | Single Phase | 124.6996 | 11.3027 | OBADO |  | 11.30269,124.69963
2026-01-29 | 13:04 | 133-12-a | F1 | A1 | 2 | 2 | Vertical | AN | 133-12-a | J5 | 36557 | Under Built(UB) | Bare | 133-12-b | [5 empty] | 202200102325 | Intec | 60 | 6 | AWG | 0.5 | 6 | AWG | Single Phase | 124.6996 | 11.3027 | OBADO |  | 11.30267,124.69958
2026-01-29 | 13:04 | 133-12-a | F1 | A1 | 2 | 2 | Vertical | AN | 133-12-a | J5 | 36557 | Under Built(UB) | Bare | 133-12-b | [5 empty] | 201700019776 | Intec | 100 | 6 | AWG | 0.5 | 6 | AWG | Single Phase | 124.6996 | 11.3027 | OBADO |  | 11.30267,124.69958
2026-01-29 | 13:04 | 133-12-a | F1 | A1 | 2 | 2 | Vertical | AN | 133-12-a | J5 | 36557 | Under Built(UB) | Bare | 133-12-b | [5 empty] | a151537344 | Landis | 60 | 6 | AWG | 0.5 | 6 | AWG | Single Phase | 124.6996 | 11.3027 | OBADO |  | 11.30267,124.69958
2026-01-29 | 13:08 | 133-12-b | F1 | A4 | 2 | 2 | Vertical | AN | 133-12-b | J5 | 36557 | Under Built(UB) | Bare | 133-12-b | [8 empty] | 6 | AWG | 0.5 | 6 | AWG | Single Phase | 124.6996 | 11.3027 | OBADO |  | 11.30267,124.69958
2026-01-29 | 13:09 | 133-12-b | F1 | A4 | 2 | 2 | Vertical | AN | 133-12-b | J6 | 36557 | Under Built(UB) | Bare | 133-12-b | [8 empty] | 6 | AWG | 0.5 | 6 | AWG | Single Phase | 124.6996 | 11.3027 | OBADO |  | 11.30267,124.69958
2026-01-29 | 13:10 | 133-12-b | F1 | A4 | 2 | 2 | Vertical | AN | 133-12-b | J6 | 36557 | Under Built(UB) | Bare | 133-12-b | 50 | Common | 1133-12-b | AN | Yes |  |  |  | 6 | AWG | 0.5 | 6 | AWG | Single Phase | 124.6996 | 11.3027 | OBADO |  | 11.30267,124.69958
2026-01-29 | 13:11 | 133-12-b | F1 | A4 | 2 | 2 | Vertical | AN | 133-12-b | J6 | 36557 | Under Built(UB) | Bare | 133-12-b | 50 | Common | 1133-12-b | AN | Yes | 202400314477 | Intec | 30 | 6 | AWG | 0.5 | 6 | AWG | Single Phase | 124.6996 | 11.3027 | OBADO |  | 11.30267,124.69958
2026-01-29 | 13:11 | 133-12-b | F1 | A4 | 2 | 2 | Vertical | AN | 133-12-b | J6 | 36557 | Under Built(UB) | Bare | 133-12-b | 50 | Common | 1133-12-b | AN | Yes | a361187357 | Landis | 60 | 6 | AWG | 0.5 | 6 | AWG | Single Phase | 124.6996 | 11.3027 | OBADO |  | 11.30267,124.69958
2026-01-29 | 13:11 | 133-12-b | F1 | A4 | 2 | 2 | Vertical | AN | 133-12-b | J6 | 36557 | Under Built(UB) | Bare | 133-12-b | 50 | Common | 1133-12-b | AN | Yes | a101211955 | Landis | 60 | 6 | AWG | 0.5 | 6 | AWG | Single Phase | 124.6996 | 11.3027 | OBADO |  | 11.30267,124.69958
2026-01-29 | 13:11 | 133-12-b | F1 | A4 | 2 | 2 | Vertical | AN | 133-12-b | J6 | 36557 | Under Built(UB) | Bare | 133-12-b | 50 | Common | 1133-12-b | AN | Yes | 2021000151420 | Intec | 60 | 6 | AWG | 0.5 | 6 | AWG | Single Phase | 124.6996 | 11.3027 | OBADO |  | 11.30267,124.69958
2026-01-29 | 13:12 | 133-12-b | F1 | A4 | 2 | 2 | Vertical | AN | 133-12-b | J6 | 36557 | Under Built(UB) | Bare | 133-12-b | 50 | Common | 1133-12-b | AN | Yes | 202100151417 | Intec | 60 | 6 | AWG | 0.5 | 6 | AWG | Single Phase | 124.6996 | 11.3027 | OBADO |  | 11.30267,124.69958
2026-01-29 | 13:12 | 133-12-b | F1 | A4 | 2 | 2 | Vertical | AN | 133-12-b | J6 | 36557 | Under Built(UB) | Bare | 133-12-b | 50 | Common | 1133-12-b | AN | Yes | a171111671 | Landis | 60 | 6 | AWG | 0.5 | 6 | AWG | Single Phase | 124.6996 | 11.3027 | OBADO |  | 11.30267,124.69958
2026-01-29 | 13:12 | 133-12-b | F1 | A4 | 2 | 2 | Vertical | AN | 133-12-b | J6 | 36557 | Under Built(UB) | Bare | 133-12-b | 50 | Common | 1133-12-b | AN | Yes | a391083985 | Landis | 60 | 6 | AWG | 0.5 | 6 | AWG | Single Phase | 124.6996 | 11.3027 | OBADO |  | 11.30267,124.69958
2026-01-29 | 13:12 | 133-12-b | F1 | A4 | 2 | 2 | Vertical | AN | 133-12-b | J6 | 36557 | Under Built(UB) | Bare | 133-12-b | 50 | Common | 1133-12-b | AN | Yes | a171112204 | Landis | 60 | 6 | AWG | 0.5 | 6 | AWG | Single Phase | 124.6996 | 11.3027 | OBADO |  | 11.30267,124.69958
2026-01-29 | 13:12 | 133-12-b | F1 | A4 | 2 | 2 | Vertical | AN | 133-12-b | J6 | 36557 | Under Built(UB) | Bare | 133-12-b | 50 | Common | 1133-12-b | AN | Yes | a091197498 | Landis | 60 | 6 | AWG | 0.5 | 6 | AWG | Single Phase | 124.6996 | 11.3027 | OBADO |  | 11.30267,124.69958
2026-01-29 | 13:13 | 133-12-b | F1 | A4 | 2 | 2 | Vertical | AN | 133-12-b | J6 | 36557 | Under Built(UB) | Bare | 133-12-b | 50 | Common | 1133-12-b | AN | Yes | a3611873510 | Landis | 60 | 6 | AWG | 0.5 | 6 | AWG | Single Phase | 124.6996 | 11.3027 | OBADO |  | 11.30267,124.69958
2026-01-29 | 13:13 | 133-12-b | F1 | A4 | 2 | 2 | Vertical | AN | 133-12-b | J6 | 36557 | Under Built(UB) | Bare | 133-12-b | 50 | Common | 1133-12-b | AN | Yes | a361187359 | Landis | 60 | 6 | AWG | 0.5 | 6 | AWG | Single Phase | 124.6996 | 11.3027 | OBADO |  | 11.30267,124.69958
2026-01-29 | 13:13 | 133-12-b | F1 | A4 | 2 | 2 | Vertical | AN | 133-12-b | J6 | 36557 | Under Built(UB) | Bare | 133-12-b | 50 | Common | 1133-12-b | AN | Yes | a361187360 | Landis | 60 | 6 | AWG | 0.5 | 6 | AWG | Single Phase | 124.6996 | 11.3027 | OBADO |  | 11.30267,124.69958
2026-01-29 | 13:13 | 133-12-b | F1 | A4 | 2 | 2 | Vertical | AN | 133-12-b | J6 | 36557 | Under Built(UB) | Bare | 133-12-b | 50 | Common | 1133-12-b | AN | Yes | a1515374046 | Landis | 60 | 6 | AWG | 0.5 | 6 | AWG | Single Phase | 124.6996 | 11.3027 | OBADO |  | 11.30267,124.69958
2026-01-29 | 13:14 | 133-12-b | F1 | A4 | 2 | 2 | Vertical | AN | 133-12-b | J6 | 36557 | Under Built(UB) | Bare | 133-12-b | 50 | Common | 1133-12-b | AN | Yes | 202100151406 | Intec | 60 | 6 | AWG | 0.5 | 6 | AWG | Single Phase | 124.6996 | 11.3027 | OBADO |  | 11.30267,124.69958
2026-01-29 | 13:14 | 133-12-b | F1 | A4 | 2 | 2 | Vertical | AN | 133-12-b | J6 | 36557 | Under Built(UB) | Bare | 133-12-b | 50 | Common | 1133-12-b | AN | Yes | a101211971 | Landis | 60 | 6 | AWG | 0.5 | 6 | AWG | Single Phase | 124.6996 | 11.3027 | OBADO |  | 11.30267,124.69958
2026-01-29 | 13:14 | 133-12-b | F1 | A4 | 2 | 2 | Vertical | AN | 133-12-b | J6 | 36557 | Under Built(UB) | Bare | 133-12-b | 50 | Common | 1133-12-b | AN | Yes | a361187354 | Landis | 60 | 6 | AWG | 0.5 | 6 | AWG | Single Phase | 124.6996 | 11.3027 | OBADO |  | 11.30267,124.69958
2026-01-29 | 13:14 | 133-12-b | F1 | A4 | 2 | 2 | Vertical | AN | 133-12-b | J6 | 36557 | Under Built(UB) | Bare | 133-12-b | 50 | Common | 1133-12-b | AN | Yes | a261452501 | Landis | 60 | 6 | AWG | 0.5 | 6 | AWG | Single Phase | 124.6996 | 11.3027 | OBADO |  | 11.30267,124.69958
2026-01-29 | 13:14 | 133-12-b | F1 | A4 | 2 | 2 | Vertical | AN | 133-12-b | J6 | 36557 | Under Built(UB) | Bare | 133-12-b | 50 | Common | 1133-12-b | AN | Yes | a151538979 | Landis | 60 | 6 | AWG | 0.5 | 6 | AWG | Single Phase | 124.6996 | 11.3027 | OBADO |  | 11.30267,124.69958
2026-01-29 | 13:15 | 133-12-b | F1 | A4 | 2 | 2 | Vertical | AN | 133-12-b | J6 | 36557 | Under Built(UB) | Bare | 133-12-b | 50 | Common | 1133-12-b | AN | Yes | 201700021644 | Intec | 60 | 6 | AWG | 0.5 | 6 | AWG | Single Phase | 124.6996 | 11.3027 | OBADO |  | 11.30267,124.69958
2026-01-29 | 13:21 | 133-12-b-1 | F1 | A4 | 2 | 2 | Vertical | AN | 133-12-b-1 | J6 | 36557 | Under Built(UB) | Bare | 133-12-b | 50 | Common | 1133-12-b | AN | Yes |  |  |  | 6 | AWG | 0.5 | 6 | AWG | Single Phase | 124.6996 | 11.3027 | OBADO |  | 11.30267,124.69958
2026-01-29 | 13:21 | 133-12-b-1 | F1 | A4 | 2 | 2 | Vertical | AN | 133-12-b-1 | J5 | 36557 | Under Built(UB) | Bare | 133-12-b-1 | 50 | Common | 1133-12-b | AN | Yes |  |  |  | 6 | AWG | 0.5 | 6 | AWG | Single Phase | 124.6996 | 11.3027 | OBADO |  | 11.30267,124.69958
2026-01-29 | 13:21 | 133-12-b-1 | F1 | A4 | 2 | 2 | Vertical | AN | 133-12-b-1 | J5 | 36557 | Under Built(UB) | Bare | 133-12-b-1 |  |  |  | AN |  | 201800157844 | Intec | 30 | 6 | AWG | 0.5 | 6 | AWG | Single Phase | 124.6996 | 11.3027 | OBADO |  | 11.30267,124.69958
2026-01-29 | 13:22 | 133-12-b-1 | F1 | A4 | 2 | 2 | Vertical | AN | 133-12-b-1 | J5 | 36557 | Under Built(UB) | Bare | 133-12-b-1 |  |  |  | AN |  | a251121726 | Landis | 30 | 6 | AWG | 0.5 | 6 | AWG | Single Phase | 124.6996 | 11.3027 | OBADO |  | 11.30267,124.69958
2026-01-29 | 13:22 | 133-12-b-1 | F1 | A4 | 2 | 2 | Vertical | AN | 133-12-b-1 | J5 | 36557 | Under Built(UB) | Bare | 133-12-b-1 |  |  |  | AN |  | 12685553 | Enertek | 30 | 6 | AWG | 0.5 | 6 | AWG | Single Phase | 124.6996 | 11.3027 | OBADO |  | 11.30267,124.69958
2026-01-29 | 13:22 | 133-12-b-1 | F1 | A4 | 2 | 2 | Vertical | AN | 133-12-b-1 | J5 | 36557 | Under Built(UB) | Bare | 133-12-b-1 |  |  |  | AN |  | 202200102437 | Intec | 30 | 6 | AWG | 0.5 | 6 | AWG | Single Phase | 124.6996 | 11.3027 | OBADO |  | 11.30267,124.69958
2026-01-29 | 13:22 | 133-12-b-1 | F1 | A4 | 2 | 2 | Vertical | AN | 133-12-b-1 | J5 | 36557 | Under Built(UB) | Bare | 133-12-b-1 |  |  |  | AN |  | a071012065 | Landis | 30 | 6 | AWG | 0.5 | 6 | AWG | Single Phase | 124.6996 | 11.3027 | OBADO |  | 11.30267,124.69958
2026-01-29 | 13:23 | 133-12-b-1 | F1 | A4 | 2 | 2 | Vertical | AN | 133-12-b-1 | J5 | 36557 | Under Built(UB) | Bare | 133-12-b-1 |  |  |  | AN |  | a071012063 | Landis | 60 | 6 | AWG | 0.5 | 6 | AWG | Single Phase | 124.6996 | 11.3027 | OBADO |  | 11.30267,124.69958
2026-01-29 | 13:23 | 133-12-b-1 | F1 | A4 | 2 | 2 | Vertical | AN | 133-12-b-1 | J5 | 36557 | Under Built(UB) | Bare | 133-12-b-1 |  |  |  | AN |  | a071012057 | Landis | 60 | 6 | AWG | 0.5 | 6 | AWG | Single Phase | 124.6996 | 11.3027 | OBADO |  | 11.30267,124.69958
2026-01-29 | 13:23 | 133-12-b-1 | F1 | A4 | 2 | 2 | Vertical | AN | 133-12-b-1 | J5 | 36557 | Under Built(UB) | Bare | 133-12-b-1 |  |  |  | AN |  | a171111653 | Landis | 60 | 6 | AWG | 0.5 | 6 | AWG | Single Phase | 124.6996 | 11.3027 | OBADO |  | 11.30267,124.69958
2026-01-29 | 13:23 | 133-12-b-1 | F1 | A4 | 2 | 2 | Vertical | AN | 133-12-b-1 | J5 | 36557 | Under Built(UB) | Bare | 133-12-b-1 |  |  |  | AN |  | a071012058 | Landis | 60 | 6 | AWG | 0.5 | 6 | AWG | Single Phase | 124.6996 | 11.3027 | OBADO |  | 11.30267,124.69958
2026-01-29 | 13:23 | 133-12-b-1 | F1 | A4 | 2 | 2 | Vertical | AN | 133-12-b-1 | J5 | 36557 | Under Built(UB) | Bare | 133-12-b-1 |  |  |  | AN |  | 201900040261 | Intec | 60 | 6 | AWG | 0.5 | 6 | AWG | Single Phase | 124.6996 | 11.3027 | OBADO |  | 11.30267,124.69958
2026-01-29 | 13:24 | 133-12-b-1 | F1 | A4 | 2 | 2 | Vertical | AN | 133-12-b-1 | J5 | 36557 | Under Built(UB) | Bare | 133-12-b-1 |  |  |  | AN |  | a071012066 | Landis | 60 | 6 | AWG | 0.5 | 6 | AWG | Single Phase | 124.6996 | 11.3027 | OBADO |  | 11.30267,124.69958
2026-01-29 | 13:24 | 133-12-b-1 | F1 | A4 | 2 | 2 | Vertical | AN | 133-12-b-1 | J5 | 36557 | Under Built(UB) | Bare | 133-12-b-1 |  |  |  | AN |  | a351060946 | Landis | 60 | 6 | AWG | 0.5 | 6 | AWG | Single Phase | 124.6996 | 11.3027 | OBADO |  | 11.30267,124.69958
2026-01-29 | 13:24 | 133-12-b-1 | F1 | A4 | 2 | 2 | Vertical | AN | 133-12-b-1 | J5 | 36557 | Under Built(UB) | Bare | 133-12-b-1 |  |  |  | AN |  | a361187333 | Landis | 60 | 6 | AWG | 0.5 | 6 | AWG | Single Phase | 124.6996 | 11.3027 | OBADO |  | 11.30267,124.69958
2026-01-29 | 13:24 | 133-12-b-1 | F1 | A4 | 2 | 2 | Vertical | AN | 133-12-b-1 | J5 | 36557 | Under Built(UB) | Bare | 133-12-b-1 |  |  |  | AN |  | a361187328 | Landis | 60 | 6 | AWG | 0.5 | 6 | AWG | Single Phase | 124.6996 | 11.3027 | OBADO |  | 11.30267,124.69958
2026-01-29 | 13:25 | 133-12-b-1 | F1 | A4 | 2 | 2 | Vertical | AN | 133-12-b-1 | J5 | 36557 | Under Built(UB) | Bare | 133-12-b-1 |  |  |  | AN |  | a361187335 | Landis | 60 | 6 | AWG | 0.5 | 6 | AWG | Single Phase | 124.6996 | 11.3027 | OBADO |  | 11.30267,124.69958
2026-01-29 | 13:25 | 133-12-b-1 | F1 | A4 | 2 | 2 | Vertical | AN | 133-12-b-1 | J5 | 36557 | Under Built(UB) | Bare | 133-12-b-1 |  |  |  | AN |  | a361187336 | Landis | 60 | 6 | AWG | 0.5 | 6 | AWG | Single Phase | 124.6996 | 11.3027 | OBADO |  | 11.30267,124.69958
2026-01-29 | 13:25 | 133-12-b-1 | F1 | A4 | 2 | 2 | Vertical | AN | 133-12-b-1 | J5 | 36557 | Under Built(UB) | Bare | 133-12-b-1 |  |  |  | AN |  | a391085559 | Landis | 60 | 6 | AWG | 0.5 | 6 | AWG | Single Phase | 124.6996 | 11.3027 | OBADO |  | 11.30267,124.69958
2026-01-29 | 13:25 | 133-12-b-1 | F1 | A4 | 2 | 2 | Vertical | AN | 133-12-b-1 | J5 | 36557 | Under Built(UB) | Bare | 133-12-b-1 |  |  |  | AN |  | a071012064 | Landis | 60 | 6 | AWG | 0.5 | 6 | AWG | Single Phase | 124.6996 | 11.3027 | OBADO |  | 11.30267,124.69958
2026-01-29 | 13:25 | 133-12-b-1 | F1 | A4 | 2 | 2 | Vertical | AN | 133-12-b-1 | J5 | 36557 | Under Built(UB) | Bare | 133-12-b-1 |  |  |  | AN |  | a071012059 | Landis | 60 | 6 | AWG | 0.5 | 6 | AWG | Single Phase | 124.6996 | 11.3027 | OBADO |  | 11.30267,124.69958
2026-01-29 | 13:25 | 133-12-b-1 | F1 | A4 | 2 | 2 | Vertical | AN | 133-12-b-1 | J5 | 36557 | Under Built(UB) | Bare | 133-12-b-1 |  |  |  | AN |  | a071012060 | Landis | 60 | 6 | AWG | 0.5 | 6 | AWG | Single Phase | 124.6996 | 11.3027 | OBADO |  | 11.30267,124.69958
2026-01-29 | 13:26 | 133-12-b-1 | F1 | A4 | 2 | 2 | Vertical | AN | 133-12-b-1 | J5 | 36557 | Under Built(UB) | Bare | 133-12-b-1 |  |  |  | AN |  | a321246684 | Landis | 60 | 6 | AWG | 0.5 | 6 | AWG | Single Phase | 124.6996 | 11.3027 | OBADO |  | 11.30267,124.69958
2026-01-29 | 13:26 | 133-12-b-1 | F1 | A4 | 2 | 2 | Vertical | AN | 133-12-b-1 | J5 | 36557 | Under Built(UB) | Bare | 133-12-b-1 |  |  |  | AN |  | 201900040258 | Intec | 60 | 6 | AWG | 0.5 | 6 | AWG | Single Phase | 124.6996 | 11.3027 | OBADO |  | 11.30267,124.69958
2026-01-29 | 13:28 | 133-12-b-2 | F1 | A4 | 2 | 2 | Vertical | AN | 133-12-b-2 | J5 | 36557 | Under Built(UB) | Bare | 133-12-b-1 |  |  |  | AN |  |  |  |  | 6 | AWG | 0.5 | 6 | AWG | Single Phase | 124.6996 | 11.3027 | OBADO |  | 11.30267,124.69958
2026-01-29 | 13:28 | 133-12-b-2 | F1 | A4 | 2 | 2 | Vertical | AN | 133-12-b-2 | J6 | 36557 | Under Built(UB) | Bare | 133-12-b-2 |  |  |  | AN |  |  |  |  | 6 | AWG | 0.5 | 6 | AWG | Single Phase | 124.6996 | 11.3027 | OBADO |  | 11.30267,124.69958
2026-01-29 | 13:28 | 133-12-b-2 | F1 | A4 | 2 | 2 | Vertical | AN | 133-12-b-2 | J6 | 36557 | Under Built(UB) | Bare | 133-12-b-2 |  |  |  | AN |  | 355570 | Enertek | 30 | 6 | AWG | 0.5 | 6 | AWG | Single Phase | 124.6996 | 11.3027 | OBADO |  | 11.30267,124.69958
2026-01-29 | 13:28 | 133-12-b-2 | F1 | A4 | 2 | 2 | Vertical | AN | 133-12-b-2 | J6 | 36557 | Under Built(UB) | Bare | 133-12-b-2 |  |  |  | AN |  | a151538278 | Landis | 30 | 6 | AWG | 0.5 | 6 | AWG | Single Phase | 124.6996 | 11.3027 | OBADO |  | 11.30267,124.69958
2026-01-29 | 13:28 | 133-12-b-2 | F1 | A4 | 2 | 2 | Vertical | AN | 133-12-b-2 | J6 | 36557 | Under Built(UB) | Bare | 133-12-b-2 |  |  |  | AN |  | 201700022241 | Intec | 30 | 6 | AWG | 0.5 | 6 | AWG | Single Phase | 124.6996 | 11.3027 | OBADO |  | 11.30267,124.69958
2026-01-29 | 13:29 | 133-12-b-2 | F1 | A4 | 2 | 2 | Vertical | AN | 133-12-b-2 | J6 | 36557 | Under Built(UB) | Bare | 133-12-b-2 |  |  |  | AN |  | 201900037057 | Intec | 60 | 6 | AWG | 0.5 | 6 | AWG | Single Phase | 124.6996 | 11.3027 | OBADO |  | 11.30267,124.69958
2026-01-29 | 13:29 | 133-12-b-2 | F1 | A4 | 2 | 2 | Vertical | AN | 133-12-b-2 | J6 | 36557 | Under Built(UB) | Bare | 133-12-b-2 |  |  |  | AN |  | 202000116701 | Intec | 60 | 6 | AWG | 0.5 | 6 | AWG | Single Phase | 124.6996 | 11.3027 | OBADO |  | 11.30267,124.69958
2026-01-29 | 13:29 | 133-12-b-2 | F1 | A4 | 2 | 2 | Vertical | AN | 133-12-b-2 | J6 | 36557 | Under Built(UB) | Bare | 133-12-b-2 |  |  |  | AN |  | a361187278 | Landis | 60 | 6 | AWG | 0.5 | 6 | AWG | Single Phase | 124.6996 | 11.3027 | OBADO |  | 11.30267,124.69958
2026-01-29 | 13:30 | 133-12-b-2 | F1 | A4 | 2 | 2 | Vertical | AN | 133-12-b-2 | J6 | 36557 | Under Built(UB) | Bare | 133-12-b-2 |  |  |  | AN |  | a361187283 | Landis | 30 | 6 | AWG | 0.5 | 6 | AWG | Single Phase | 124.6996 | 11.3027 | OBADO |  | 11.30267,124.69958
2026-01-29 | 13:30 | 133-12-b-2 | F1 | A4 | 2 | 2 | Vertical | AN | 133-12-b-2 | J6 | 36557 | Under Built(UB) | Bare | 133-12-b-2 |  |  |  | AN |  | a361187275 | Landis | 60 | 6 | AWG | 0.5 | 6 | AWG | Single Phase | 124.6996 | 11.3027 | OBADO |  | 11.30267,124.69958
2026-01-29 | 13:30 | 133-12-b-2 | F1 | A4 | 2 | 2 | Vertical | AN | 133-12-b-2 | J6 | 36557 | Under Built(UB) | Bare | 133-12-b-2 |  |  |  | AN |  | a361187276 | Landis | 60 | 6 | AWG | 0.5 | 6 | AWG | Single Phase | 124.6996 | 11.3027 | OBADO |  | 11.30267,124.69958
2026-01-29 | 13:30 | 133-12-b-2 | F1 | A4 | 2 | 2 | Vertical | AN | 133-12-b-2 | J6 | 36557 | Under Built(UB) | Bare | 133-12-b-2 |  |  |  | AN |  | a071014543 | Landis | 60 | 6 | AWG | 0.5 | 6 | AWG | Single Phase | 124.6996 | 11.3027 | OBADO |  | 11.30267,124.69958
2026-01-29 | 13:31 | 133-12-b-2 | F1 | A4 | 2 | 2 | Vertical | AN | 133-12-b-2 | J6 | 36557 | Under Built(UB) | Bare | 133-12-b-2 |  |  |  | AN |  | a3910855577 | Landis | 60 | 6 | AWG | 0.5 | 6 | AWG | Single Phase | 124.6996 | 11.3027 | OBADO |  | 11.30267,124.69958
2026-01-29 | 13:31 | 133-12-b-2 | F1 | A4 | 2 | 2 | Vertical | AN | 133-12-b-2 | J6 | 36557 | Under Built(UB) | Bare | 133-12-b-2 |  |  |  | AN |  | a451022808 | Landis | 100 | 6 | AWG | 0.5 | 6 | AWG | Single Phase | 124.6996 | 11.3027 | OBADO |  | 11.30267,124.69958
2026-01-29 | 13:31 | 133-12-b-2 | F1 | A4 | 2 | 2 | Vertical | AN | 133-12-b-2 | J6 | 36557 | Under Built(UB) | Bare | 133-12-b-2 |  |  |  | AN |  | a251259640 | Landis | 60 | 6 | AWG | 0.5 | 6 | AWG | Single Phase | 124.6996 | 11.3027 | OBADO |  | 11.30267,124.69958
2026-01-29 | 13:32 | 133-12-b-2 | F1 | A4 | 2 | 2 | Vertical | AN | 133-12-b-2 | J6 | 36557 | Under Built(UB) | Bare | 133-12-b-2 |  |  |  | AN |  | a381111006 | Landis | 60 | 6 | AWG | 0.5 | 6 | AWG | Single Phase | 124.6996 | 11.3027 | OBADO |  | 11.30267,124.69958
2026-01-29 | 13:32 | 133-12-b-2 | F1 | A4 | 2 | 2 | Vertical | AN | 133-12-b-2 | J6 | 36557 | Under Built(UB) | Bare | 133-12-b-2 |  |  |  | AN |  | a361187324 | Landis | 60 | 6 | AWG | 0.5 | 6 | AWG | Single Phase | 124.6996 | 11.3027 | OBADO |  | 11.30267,124.69958
2026-01-29 | 13:32 | 133-12-b-2 | F1 | A4 | 2 | 2 | Vertical | AN | 133-12-b-2 | J6 | 36557 | Under Built(UB) | Bare | 133-12-b-2 |  |  |  | AN |  | a361187026 | Landis | 60 | 6 | AWG | 0.5 | 6 | AWG | Single Phase | 124.6996 | 11.3027 | OBADO |  | 11.30267,124.69958
2026-01-29 | 13:32 | 133-12-b-2 | F1 | A4 | 2 | 2 | Vertical | AN | 133-12-b-2 | J6 | 36557 | Under Built(UB) | Bare | 133-12-b-2 |  |  |  | AN |  | a361187292 | Landis | 60 | 6 | AWG | 0.5 | 6 | AWG | Single Phase | 124.6996 | 11.3027 | OBADO |  | 11.30267,124.69958
2026-01-29 | 13:33 | 133-12-b-2-a | F1 | A4 | 2 | 2 | Vertical | AN | 133-12-b-2-a | J6 | 36557 | Under Built(UB) | Bare | 133-12-b-2 |  |  |  | AN |  |  |  |  | 6 | AWG | 0.5 | 6 | AWG | Single Phase | 124.6996 | 11.3027 | OBADO |  | 11.30267,124.69958
2026-01-29 | 13:34 | 133-12-b-2-a | F1 | A4 | 2 | 2 | Vertical | AN | 133-12-b-2-a | J6 | 36557 | Under Built(UB) | Bare | 133-12-b-2-a |  |  |  | AN |  |  |  |  | 6 | AWG | 0.5 | 6 | AWG | Single Phase | 124.6996 | 11.3027 | OBADO |  | 11.30267,124.69958
2026-01-29 | 13:34 | 133-12-b-2-a | F1 | A4 | 2 | 2 | Vertical | AN | 133-12-b-2-a | J6 | 36557 | Under Built(UB) | Bare | 133-12-b-2-a |  |  |  | AN |  | 201700024374 | Intec | 60 | 6 | AWG | 0.5 | 6 | AWG | Single Phase | 124.6996 | 11.3027 | OBADO |  | 11.30267,124.69958
2026-01-29 | 13:35 | 133-12-b-2-a | F1 | A4 | 2 | 2 | Vertical | AN | 133-12-b-2-a | J6 | 36557 | Under Built(UB) | Bare | 133-12-b-2-a |  |  |  | AN |  | a381110801 | Landis | 60 | 6 | AWG | 0.5 | 6 | AWG | Single Phase | 124.6996 | 11.3027 | OBADO |  | 11.30267,124.69958
2026-01-29 | 13:35 | 133-12-b-2-a | F1 | A4 | 2 | 2 | Vertical | AN | 133-12-b-2-a | J6 | 36557 | Under Built(UB) | Bare | 133-12-b-2-a |  |  |  | AN |  | a101200140 | Landis | 60 | 6 | AWG | 0.5 | 6 | AWG | Single Phase | 124.6996 | 11.3027 | OBADO |  | 11.30267,124.69958
2026-01-29 | 13:35 | 133-12-b-2-a | F1 | A4 | 2 | 2 | Vertical | AN | 133-12-b-2-a | J6 | 36557 | Under Built(UB) | Bare | 133-12-b-2-a |  |  |  | AN |  | a361187339 | Landis | 60 | 6 | AWG | 0.5 | 6 | AWG | Single Phase | 124.6996 | 11.3027 | OBADO |  | 11.30267,124.69958
2026-01-29 | 13:35 | 133-12-b-2-a | F1 | A4 | 2 | 2 | Vertical | AN | 133-12-b-2-a | J6 | 36557 | Under Built(UB) | Bare | 133-12-b-2-a |  |  |  | AN |  | a390931477 | Landis | 60 | 6 | AWG | 0.5 | 6 | AWG | Single Phase | 124.6996 | 11.3027 | OBADO |  | 11.30267,124.69958
2026-01-29 | 13:35 | 133-12-b-2-a | F1 | A4 | 2 | 2 | Vertical | AN | 133-12-b-2-a | J6 | 36557 | Under Built(UB) | Bare | 133-12-b-2-a |  |  |  | AN |  | a361187331 | Landis | 60 | 6 | AWG | 0.5 | 6 | AWG | Single Phase | 124.6996 | 11.3027 | OBADO |  | 11.30267,124.69958
2026-01-29 | 13:36 | 133-12-b-2-a | F1 | A4 | 2 | 2 | Vertical | AN | 133-12-b-2-a | J6 | 36557 | Under Built(UB) | Bare | 133-12-b-2-a |  |  |  | AN |  | a361187330 | Landis | 60 | 6 | AWG | 0.5 | 6 | AWG | Single Phase | 124.6996 | 11.3027 | OBADO |  | 11.30267,124.69958
2026-01-29 | 13:36 | 133-12-b-2-a | F1 | A4 | 2 | 2 | Vertical | AN | 133-12-b-2-a | J6 | 36557 | Under Built(UB) | Bare | 133-12-b-2-a |  |  |  | AN |  | a361187332 | Landis | 60 | 6 | AWG | 0.5 | 6 | AWG | Single Phase | 124.6996 | 11.3027 | OBADO |  | 11.30267,124.69958
2026-01-29 | 13:36 | 133-12-b-2-a | F1 | A4 | 2 | 2 | Vertical | AN | 133-12-b-2-a | J6 | 36557 | Under Built(UB) | Bare | 133-12-b-2-a |  |  |  | AN |  | a361187327 | Landis | 60 | 6 | AWG | 0.5 | 6 | AWG | Single Phase | 124.6996 | 11.3027 | OBADO |  | 11.30267,124.69958
2026-01-29 | 13:36 | 133-12-b-2-a | F1 | A4 | 2 | 2 | Vertical | AN | 133-12-b-2-a | J6 | 36557 | Under Built(UB) | Bare | 133-12-b-2-a |  |  |  | AN |  | 202200101651 | Intec | 60 | 6 | AWG | 0.5 | 6 | AWG | Single Phase | 124.6996 | 11.3027 | OBADO |  | 11.30267,124.69958
2026-01-29 | 13:38 | 133-12-b-3 | F1 | A4 | 2 | 2 | Vertical | AN | 133-12-b-3 | J6 | 36557 | Under Built(UB) | Bare | 133-12-b-2-a |  |  |  | AN |  |  |  |  | 6 | AWG | 0.5 | 6 | AWG | Single Phase | 124.6996 | 11.3027 | OBADO |  | 11.30267,124.69958
2026-01-29 | 13:38 | 133-12-b-3 | F1 | A4 | 2 | 2 | Vertical | AN | 133-12-b-3 | J5 | 36557 | Under Built(UB) | Bare | 133-12-b-3 |  |  |  | AN |  |  |  |  | 6 | AWG | 0.5 | 6 | AWG | Single Phase | 124.6996 | 11.3027 | OBADO |  | 11.30267,124.69958
2026-01-29 | 13:38 | 133-12-b-3 | F1 | A4 | 2 | 2 | Vertical | AN | 133-12-b-3 | J5 | 36557 | Under Built(UB) | Bare | 133-12-b-3 |  |  |  | AN |  | a361187017 | Landis | 30 | 6 | AWG | 0.5 | 6 | AWG | Single Phase | 124.6996 | 11.3027 | OBADO |  | 11.30267,124.69958
2026-01-29 | 13:39 | 133-12-b-3 | F1 | A4 | 2 | 2 | Vertical | AN | 133-12-b-3 | J5 | 36557 | Under Built(UB) | Bare | 133-12-b-3 |  |  |  | AN |  | a361187073 | Landis | 30 | 6 | AWG | 0.5 | 6 | AWG | Single Phase | 124.6996 | 11.3027 | OBADO |  | 11.30267,124.69958
2026-01-29 | 13:39 | 133-12-b-3 | F1 | A4 | 2 | 2 | Vertical | AN | 133-12-b-3 | J5 | 36557 | Under Built(UB) | Bare | 133-12-b-3 |  |  |  | AN |  | a361187023 | Landis | 60 | 6 | AWG | 0.5 | 6 | AWG | Single Phase | 124.6996 | 11.3027 | OBADO |  | 11.30267,124.69958
2026-01-29 | 13:39 | 133-12-b-3 | F1 | A4 | 2 | 2 | Vertical | AN | 133-12-b-3 | J5 | 36557 | Under Built(UB) | Bare | 133-12-b-3 |  |  |  | AN |  | a071012527 | Landis | 60 | 6 | AWG | 0.5 | 6 | AWG | Single Phase | 124.6996 | 11.3027 | OBADO |  | 11.30267,124.69958
2026-01-29 | 13:39 | 133-12-b-3 | F1 | A4 | 2 | 2 | Vertical | AN | 133-12-b-3 | J5 | 36557 | Under Built(UB) | Bare | 133-12-b-3 |  |  |  | AN |  | a071012061 | Landis | 60 | 6 | AWG | 0.5 | 6 | AWG | Single Phase | 124.6996 | 11.3027 | OBADO |  | 11.30267,124.69958
2026-01-29 | 13:39 | 133-12-b-3 | F1 | A4 | 2 | 2 | Vertical | AN | 133-12-b-3 | J5 | 36557 | Under Built(UB) | Bare | 133-12-b-3 |  |  |  | AN |  | a071012533 | Landis | 60 | 6 | AWG | 0.5 | 6 | AWG | Single Phase | 124.6996 | 11.3027 | OBADO |  | 11.30267,124.69958
2026-01-29 | 13:39 | 133-12-b-3 | F1 | A4 | 2 | 2 | Vertical | AN | 133-12-b-3 | J5 | 36557 | Under Built(UB) | Bare | 133-12-b-3 |  |  |  | AN |  | a071012532 | Landis | 60 | 6 | AWG | 0.5 | 6 | AWG | Single Phase | 124.6996 | 11.3027 | OBADO |  | 11.30267,124.69958
2026-01-29 | 13:40 | 133-12-b-3 | F1 | A4 | 2 | 2 | Vertical | AN | 133-12-b-3 | J5 | 36557 | Under Built(UB) | Bare | 133-12-b-3 |  |  |  | AN |  | a071013627 | Landis | 60 | 6 | AWG | 0.5 | 6 | AWG | Single Phase | 124.6996 | 11.3027 | OBADO |  | 11.30267,124.69958
2026-01-29 | 13:40 | 133-12-b-3 | F1 | A4 | 2 | 2 | Vertical | AN | 133-12-b-3 | J5 | 36557 | Under Built(UB) | Bare | 133-12-b-3 |  |  |  | AN |  | 22027457 | Electra | 60 | 6 | AWG | 0.5 | 6 | AWG | Single Phase | 124.6996 | 11.3027 | OBADO |  | 11.30267,124.69958
2026-01-29 | 13:40 | 133-12-b-3 | F1 | A4 | 2 | 2 | Vertical | AN | 133-12-b-3 | J5 | 36557 | Under Built(UB) | Bare | 133-12-b-3 |  |  |  | AN |  | 22027471 | Electra | 60 | 6 | AWG | 0.5 | 6 | AWG | Single Phase | 124.6996 | 11.3027 | OBADO |  | 11.30267,124.69958
2026-01-29 | 13:40 | 133-12-b-3 | F1 | A4 | 2 | 2 | Vertical | AN | 133-12-b-3 | J5 | 36557 | Under Built(UB) | Bare | 133-12-b-3 |  |  |  | AN |  | a081436356 | Landis | 60 | 6 | AWG | 0.5 | 6 | AWG | Single Phase | 124.6996 | 11.3027 | OBADO |  | 11.30267,124.69958
2026-01-29 | 13:41 | 133-12-b-3 | F1 | A4 | 2 | 2 | Vertical | AN | 133-12-b-3 | J5 | 36557 | Under Built(UB) | Bare | 133-12-b-3 |  |  |  | AN |  | a361187329 | Landis | 60 | 6 | AWG | 0.5 | 6 | AWG | Single Phase | 124.6996 | 11.3027 | OBADO |  | 11.30267,124.69958
2026-01-29 | 13:43 | 133-12-b-4 | F1 | A4 | 2 | 2 | Vertical | AN | 133-12-b-4 | J5 | 36557 | Under Built(UB) | Bare | 133-12-b-4 |  |  |  | AN |  |  |  |  | 6 | AWG | 0.5 | 6 | AWG | Single Phase | 124.6985 | 11.303 | OBADO |  | 11.30296,124.69848
2026-01-29 | 13:43 | 133-12-b-4 | F1 | A4 | 2 | 2 | Vertical | AN | 133-12-b-4 | J5 | 36557 | Under Built(UB) | Bare | 133-12-b-4 |  |  |  | AN |  |  |  |  | 6 | AWG | 0.5 | 6 | AWG | Single Phase | 124.6985 | 11.303 | OBADO |  | 11.30296,124.69848
2026-01-29 | 13:43 | 133-12-b-4 | F1 | A4 | 2 | 2 | Vertical | AN | 133-12-b-4 | J5 | 36557 | Under Built(UB) | Bare | 133-12-b-4 |  |  |  | AN |  | a361187285 | Landis | 30 | 6 | AWG | 0.5 | 6 | AWG | Single Phase | 124.6985 | 11.303 | OBADO |  | 11.30296,124.69848
2026-01-29 | 13:43 | 133-12-b-4 | F1 | A4 | 2 | 2 | Vertical | AN | 133-12-b-4 | J5 | 36557 | Under Built(UB) | Bare | 133-12-b-4 |  |  |  | AN |  | 201900040132 | Intec | 30 | 6 | AWG | 0.5 | 6 | AWG | Single Phase | 124.6985 | 11.303 | OBADO |  | 11.30296,124.69848
2026-01-29 | 13:44 | 133-12-b-4 | F1 | A4 | 2 | 2 | Vertical | AN | 133-12-b-4 | J5 | 36557 | Under Built(UB) | Bare | 133-12-b-4 |  |  |  | AN |  | a361187287 | Landis | 60 | 6 | AWG | 0.5 | 6 | AWG | Single Phase | 124.6985 | 11.303 | OBADO |  | 11.30296,124.69848
2026-01-29 | 13:44 | 133-12-b-4 | F1 | A4 | 2 | 2 | Vertical | AN | 133-12-b-4 | J5 | 36557 | Under Built(UB) | Bare | 133-12-b-4 |  |  |  | AN |  | a361187288 | Landis | 30 | 6 | AWG | 0.5 | 6 | AWG | Single Phase | 124.6985 | 11.303 | OBADO |  | 11.30296,124.69848
2026-01-29 | 13:44 | 133-12-b-4 | F1 | A4 | 2 | 2 | Vertical | AN | 133-12-b-4 | J5 | 36557 | Under Built(UB) | Bare | 133-12-b-4 |  |  |  | AN |  | a361187289 | Landis | 60 | 6 | AWG | 0.5 | 6 | AWG | Single Phase | 124.6985 | 11.303 | OBADO |  | 11.30296,124.69848
2026-01-29 | 13:44 | 133-12-b-4 | F1 | A4 | 2 | 2 | Vertical | AN | 133-12-b-4 | J5 | 36557 | Under Built(UB) | Bare | 133-12-b-4 |  |  |  | AN |  | a361187290 | Landis | 60 | 6 | AWG | 0.5 | 6 | AWG | Single Phase | 124.6985 | 11.303 | OBADO |  | 11.30296,124.69848
2026-01-29 | 13:44 | 133-12-b-4 | F1 | A4 | 2 | 2 | Vertical | AN | 133-12-b-4 | J5 | 36557 | Under Built(UB) | Bare | 133-12-b-4 |  |  |  | AN |  | a361187291 | Landis | 60 | 6 | AWG | 0.5 | 6 | AWG | Single Phase | 124.6985 | 11.303 | OBADO |  | 11.30296,124.69848
2026-01-29 | 13:45 | 133-12-b-4 | F1 | A4 | 2 | 2 | Vertical | AN | 133-12-b-4 | J5 | 36557 | Under Built(UB) | Bare | 133-12-b-4 |  |  |  | AN |  | a361187293 | Landis | 60 | 6 | AWG | 0.5 | 6 | AWG | Single Phase | 124.6985 | 11.303 | OBADO |  | 11.30296,124.69848
2026-01-29 | 13:45 | 133-12-b-4 | F1 | A4 | 2 | 2 | Vertical | AN | 133-12-b-4 | J5 | 36557 | Under Built(UB) | Bare | 133-12-b-4 |  |  |  | AN |  | a351060064 | Landis | 30 | 6 | AWG | 0.5 | 6 | AWG | Single Phase | 124.6985 | 11.303 | OBADO |  | 11.30296,124.69848
2026-01-29 | 13:45 | 133-12-b-4 | F1 | A4 | 2 | 2 | Vertical | AN | 133-12-b-4 | J5 | 36557 | Under Built(UB) | Bare | 133-12-b-4 |  |  |  | AN |  | a361187274 | Landis | 60 | 6 | AWG | 0.5 | 6 | AWG | Single Phase | 124.6985 | 11.303 | OBADO |  | 11.30296,124.69848
2026-01-29 | 13:45 | 133-12-b-4 | F1 | A4 | 2 | 2 | Vertical | AN | 133-12-b-4 | J5 | 36557 | Under Built(UB) | Bare | 133-12-b-4 |  |  |  | AN |  | a101202696 | Landis | 60 | 6 | AWG | 0.5 | 6 | AWG | Single Phase | 124.6985 | 11.303 | OBADO |  | 11.30296,124.69848
2026-01-29 | 13:45 | 133-12-b-4 | F1 | A4 | 2 | 2 | Vertical | AN | 133-12-b-4 | J5 | 36557 | Under Built(UB) | Bare | 133-12-b-4 |  |  |  | AN |  | 201900040136 | Intec | 60 | 6 | AWG | 0.5 | 6 | AWG | Single Phase | 124.6985 | 11.303 | OBADO |  | 11.30296,124.69848
2026-01-29 | 13:46 | 133-12-b-4 | F1 | A4 | 2 | 2 | Vertical | AN | 133-12-b-4 | J5 | 36557 | Under Built(UB) | Bare | 133-12-b-4 |  |  |  | AN |  | 201900040133 | Intec | 0.3 | 6 | AWG | 0.5 | 6 | AWG | Single Phase | 124.6985 | 11.303 | OBADO |  | 11.30296,124.69848
2026-01-29 | 14:07 | 133-12-b-5 | F1 | A4 | 2 | 2 | Vertical | CN | 133-12-b-5 | [18 empty] | Single Phase |  |  | OBADO |  | ,
2026-01-29 | 14:07 | 133-12-b-5 | F1 | A4 | 2 | 2 | Vertical | CN | 133-12-b-5 | J6 | 36557 | Open Secondary(OS) | Duplex | 133-12-b-5 | [13 empty] | Single Phase |  |  | OBADO |  | ,
2026-01-29 | 14:08 | 133-12-b-5 | F1 | A4 | 2 | 2 | Vertical | CN | 133-12-b-5 | J6 | 36557 | Open Secondary(OS) | Duplex | 133-12-b-5 | [5 empty] | 90221962 | Intec | 30 | 6 | AWG | 0.5 | 6 | AWG | Single Phase |  |  | OBADO |  | ,
2026-01-29 | 14:08 | 133-12-b-5 | F1 | A4 | 2 | 2 | Vertical | CN | 133-12-b-5 | J6 | 36557 | Open Secondary(OS) | Duplex | 133-12-b-5 | [5 empty] | 90221962 | Techen | 60 | 6 | AWG | 0.5 | 6 | AWG | Single Phase |  |  | OBADO |  | ,
2026-01-29 | 14:09 | 133-12-b-5 | F1 | A4 | 2 | 2 | Vertical | CN | 133-12-b-5 | J6 | 36557 | Open Secondary(OS) | Duplex | 133-12-b-5 | [5 empty] | 90221963 | Techen | 60 | 6 | AWG | 0.5 | 6 | AWG | Single Phase |  |  | OBADO |  | ,
2026-01-29 | 14:09 | 133-12-b-5 | F1 | A4 | 2 | 2 | Vertical | CN | 133-12-b-5 | J6 | 36557 | Open Secondary(OS) | Duplex | 133-12-b-5 | [5 empty] | 90221964 | Techen |  | 6 | AWG | 0.5 | 6 | AWG | Single Phase |  |  | OBADO |  | ,
2026-01-29 | 14:09 | 133-12-b-5 | F1 | A4 | 2 | 2 | Vertical | CN | 133-12-b-5 | J6 | 36557 | Open Secondary(OS) | Duplex | 133-12-b-5 | [5 empty] | 90221965 | Techen | 60 | 6 | AWG | 0.5 | 6 | AWG | Single Phase |  |  | OBADO |  | ,
2026-01-29 | 14:09 | 133-12-b-5 | F1 | A4 | 2 | 2 | Vertical | CN | 133-12-b-5 | J6 | 36557 | Open Secondary(OS) | Duplex | 133-12-b-5 | [5 empty] | 09221966 | Techen | 60 | 6 | AWG | 0.5 | 6 | AWG | Single Phase |  |  | OBADO |  | ,
2026-01-29 | 14:09 | 133-12-b-5 | F1 | A4 | 2 | 2 | Vertical | CN | 133-12-b-5 | J6 | 36557 | Open Secondary(OS) | Duplex | 133-12-b-5 | [5 empty] | 90221949 | Techen | 60 | 6 | AWG | 0.5 | 6 | AWG | Single Phase |  |  | OBADO |  | ,
2026-01-29 | 14:10 | 133-12-b-5 | F1 | A4 | 2 | 2 | Vertical | CN | 133-12-b-5 | J6 | 36557 | Open Secondary(OS) | Duplex | 133-12-b-5 | [5 empty] | 90221951 | Techen | 60 | 6 | AWG | 0.5 | 6 | AWG | Single Phase |  |  | OBADO |  | ,
2026-01-29 | 14:10 | 133-12-b-5 | F1 | A4 | 2 | 2 | Vertical | CN | 133-12-b-5 | J6 | 36557 | Open Secondary(OS) | Duplex | 133-12-b-5 | [5 empty] | 90221952 | Techen | 60 | 6 | AWG | 0.5 | 6 | AWG | Single Phase |  |  | OBADO |  | ,
2026-01-29 | 14:10 | 133-12-b-5 | F1 | A4 | 2 | 2 | Vertical | CN | 133-12-b-5 | J6 | 36557 | Open Secondary(OS) | Duplex | 133-12-b-5 | [5 empty] | 90221950 | Techen | 60 | 6 | AWG | 0.5 | 6 | AWG | Single Phase |  |  | OBADO |  | ,
2026-01-29 | 14:10 | 133-12-b-5 | F1 | A4 | 2 | 2 | Vertical | CN | 133-12-b-5 | J6 | 36557 | Open Secondary(OS) | Duplex | 133-12-b-5 | [5 empty] | 90221958 | Techen | 60 | 6 | AWG | 0.5 | 6 | AWG | Single Phase |  |  | OBADO |  | ,
2026-01-29 | 14:12 | 133-12-b-5-a | F1 | A4 | 2 | 2 | Vertical | CN | 133-12-b-5-a | J6 | 36557 | Open Secondary(OS) | Duplex | 133-12-b-5 | [8 empty] | 6 | AWG | 0.5 | 6 | AWG | Single Phase |  |  | OBADO |  | ,
2026-01-29 | 14:12 | 133-12-b-5-a | F1 | A4 | 2 | 2 | Vertical | CN | 133-12-b-5-a | J5 | 36557 | Open Secondary(OS) | Duplex | 133-12-b-5-a | [8 empty] | 6 | AWG | 0.5 | 6 | AWG | Single Phase |  |  | OBADO |  | ,
2026-01-29 | 14:12 | 133-12-b-5-a | F1 | A4 | 2 | 2 | Vertical | CN | 133-12-b-5-a | J5 | 36557 | Open Secondary(OS) | Duplex | 133-12-b-5-a | [5 empty] | a361187083 | Landis | 30 | 6 | AWG | 0.5 | 6 | AWG | Single Phase |  |  | OBADO |  | ,
2026-01-29 | 14:12 | 133-12-b-5-a | F1 | A4 | 2 | 2 | Vertical | CN | 133-12-b-5-a | J5 | 36557 | Open Secondary(OS) | Duplex | 133-12-b-5-a | [5 empty] | 201900063875 | Intec | 30 | 6 | AWG | 0.5 | 6 | AWG | Single Phase |  |  | OBADO |  | ,
2026-01-29 | 14:13 | 133-12-b-5-a | F1 | A4 | 2 | 2 | Vertical | CN | 133-12-b-5-a | J5 | 36557 | Open Secondary(OS) | Duplex | 133-12-b-5-a | [5 empty] | a361187081 | Landis | 30 | 6 | AWG | 0.5 | 6 | AWG | Single Phase |  |  | OBADO |  | ,
2026-01-29 | 14:13 | 133-12-b-5-a | F1 | A4 | 2 | 2 | Vertical | CN | 133-12-b-5-a | J5 | 36557 | Open Secondary(OS) | Duplex | 133-12-b-5-a | [5 empty] | a381107485 | Landis | 30 | 6 | AWG | 0.5 | 6 | AWG | Single Phase |  |  | OBADO |  | ,
2026-01-29 | 14:13 | 133-12-b-5-a | F1 | A4 | 2 | 2 | Vertical | CN | 133-12-b-5-a | J5 | 36557 | Open Secondary(OS) | Duplex | 133-12-b-5-a | [5 empty] | a361187079 | Landis | 30 | 6 | AWG | 0.5 | 6 | AWG | Single Phase |  |  | OBADO |  | ,
2026-01-29 | 14:13 | 133-12-b-5-a | F1 | A4 | 2 | 2 | Vertical | CN | 133-12-b-5-a | J5 | 36557 | Open Secondary(OS) | Duplex | 133-12-b-5-a | [5 empty] | a361187078 | Landis | 30 | 6 | AWG | 0.5 | 6 | AWG | Single Phase |  |  | OBADO |  | ,
2026-01-29 | 14:13 | 133-12-b-5-a | F1 | A4 | 2 | 2 | Vertical | CN | 133-12-b-5-a | J5 | 36557 | Open Secondary(OS) | Duplex | 133-12-b-5-a | [5 empty] | a361187077 | Landis | 60 | 6 | AWG | 0.5 | 6 | AWG | Single Phase |  |  | OBADO |  | ,
2026-01-29 | 14:13 | 133-12-b-5-a | F1 | A4 | 2 | 2 | Vertical | CN | 133-12-b-5-a | J5 | 36557 | Open Secondary(OS) | Duplex | 133-12-b-5-a | [5 empty] | a361187076 | Landis | 60 | 6 | AWG | 0.5 | 6 | AWG | Single Phase |  |  | OBADO |  | ,
2026-01-29 | 14:14 | 133-12-b-5-a | F1 | A4 | 2 | 2 | Vertical | CN | 133-12-b-5-a | J5 | 36557 | Open Secondary(OS) | Duplex | 133-12-b-5-a | [5 empty] | a361187075 | Landis | 60 | 6 | AWG | 0.5 | 6 | AWG | Single Phase |  |  | OBADO |  | ,
2026-01-29 | 14:14 | 133-12-b-5-a | F1 | A4 | 2 | 2 | Vertical | CN | 133-12-b-5-a | J5 | 36557 | Open Secondary(OS) | Duplex | 133-12-b-5-a | [5 empty] | a361187074 | Landis | 60 | 6 | AWG | 0.5 | 6 | AWG | Single Phase |  |  | OBADO |  | ,
2026-01-29 | 14:14 | 133-12-b-5-a | F1 | A4 | 2 | 2 | Vertical | CN | 133-12-b-5-a | J5 | 36557 | Open Secondary(OS) | Duplex | 133-12-b-5-a | [5 empty] | a361187043 | Landis | 60 | 6 | AWG | 0.5 | 6 | AWG | Single Phase |  |  | OBADO |  | ,
2026-01-29 | 14:14 | 133-12-b-5-a | F1 | A4 | 2 | 2 | Vertical | CN | 133-12-b-5-a | J5 | 36557 | Open Secondary(OS) | Duplex | 133-12-b-5-a | [5 empty] | a361187042 | Landis | 60 | 6 | AWG | 0.5 | 6 | AWG | Single Phase |  |  | OBADO |  | ,
2026-01-29 | 14:14 | 133-12-b-5-a | F1 | A4 | 2 | 2 | Vertical | CN | 133-12-b-5-a | J5 | 36557 | Open Secondary(OS) | Duplex | 133-12-b-5-a | [5 empty] | a361187041 | Landis | 60 | 6 | AWG | 0.5 | 6 | AWG | Single Phase |  |  | OBADO |  | ,
2026-01-29 | 14:15 | 133-12-b-5-a | F1 | A4 | 2 | 2 | Vertical | CN | 133-12-b-5-a | J5 | 36557 | Open Secondary(OS) | Duplex | 133-12-b-5-a | [5 empty] | a361187040 | Landis | 60 | 6 | AWG | 0.5 | 6 | AWG | Single Phase |  |  | OBADO |  | ,
2026-01-29 | 14:15 | 133-12-b-5-a | F1 | A4 | 2 | 2 | Vertical | CN | 133-12-b-5-a | J5 | 36557 | Open Secondary(OS) | Duplex | 133-12-b-5-a | [5 empty] | 201900063877 | Intec | 60 | 6 | AWG | 0.5 | 6 | AWG | Single Phase |  |  | OBADO |  | ,
2026-01-29 | 14:15 | 133-12-b-5-a | F1 | A4 | 2 | 2 | Vertical | CN | 133-12-b-5-a | J5 | 36557 | Open Secondary(OS) | Duplex | 133-12-b-5-a | [5 empty] | 201900063878 | Intec | 60 | 6 | AWG | 0.5 | 6 | AWG | Single Phase |  |  | OBADO |  | ,
2026-01-29 | 14:15 | 133-12-b-5-a | F1 | A4 | 2 | 2 | Vertical | CN | 133-12-b-5-a | J5 | 36557 | Open Secondary(OS) | Duplex | 133-12-b-5-a | [5 empty] | 202400047777 | Intec | 60 | 6 | AWG | 0.5 | 6 | AWG | Single Phase |  |  | OBADO |  | ,
2026-01-29 | 14:16 | 133-12-b-5-a | F1 | A4 | 2 | 2 | Vertical | CN | 133-12-b-5-a | J5 | 36557 | Open Secondary(OS) | Duplex | 133-12-b-5-a | [5 empty] | a361187080 | Landis | 60 | 6 | AWG | 0.5 | 6 | AWG | Single Phase |  |  | OBADO |  | ,
2026-01-29 | 14:16 | 133-12-b-5-a | F1 | A4 | 2 | 2 | Vertical | CN | 133-12-b-5-a | J5 | 36557 | Open Secondary(OS) | Duplex | 133-12-b-5-a | [5 empty] | a361186953 | Landis | 60 | 6 | AWG | 0.5 | 6 | AWG | Single Phase |  |  | OBADO |  | ,
2026-01-29 | 14:16 | 133-12-b-5-a | F1 | A4 | 2 | 2 | Vertical | CN | 133-12-b-5-a | J5 | 36557 | Open Secondary(OS) | Duplex | 133-12-b-5-a | [5 empty] | 202300205352 | Intec | 60 | 6 | AWG | 0.5 | 6 | AWG | Single Phase | 124.6975 | 11.3021 | OBADO |  | 11.30209,124.69754
2026-01-29 | 14:16 | 133-12-b-5-a | F1 | A4 | 2 | 2 | Vertical | CN | 133-12-b-5-a | J5 | 36557 | Open Secondary(OS) | Duplex | 133-12-b-5-a | [5 empty] | a291487169 | Landis | 60 | 6 | AWG | 0.5 | 6 | AWG | Single Phase | 124.6975 | 11.3021 | OBADO |  | 11.30209,124.69754
2026-01-29 | 14:17 | 133-12-b-5-a | F1 | A4 | 2 | 2 | Vertical | CN | 133-12-b-5-a | J5 | 36557 | Open Secondary(OS) | Duplex | 133-12-b-5-a | [5 empty] | a251121742 | Landis | 60 | 6 | AWG | 0.5 | 6 | AWG | Single Phase | 124.6975 | 11.3021 | OBADO |  | 11.30209,124.69754
2026-01-29 | 14:17 | 133-12-b-5-a | F1 | A4 | 2 | 2 | Vertical | CN | 133-12-b-5-a | J5 | 36557 | Open Secondary(OS) | Duplex | 133-12-b-5-a | [5 empty] | a171111654 | Landis | 60 | 6 | AWG | 0.5 | 6 | AWG | Single Phase | 124.6975 | 11.3021 | OBADO |  | 11.30209,124.69754
2026-01-29 | 14:17 | 133-12-b-5-a | F1 | A4 | 2 | 2 | Vertical | CN | 133-12-b-5-a | J5 | 36557 | Open Secondary(OS) | Duplex | 133-12-b-5-a | [5 empty] | 20027442 | Electra | 60 | 6 | AWG | 0.5 | 6 | AWG | Single Phase | 124.6975 | 11.3021 | OBADO |  | 11.30209,124.69754
2026-01-29 | 14:20 | 133-12-b-5-A | F1 | A4 | 2 | 2 | Vertical | CN | 133-12-b-5-A | J5 | 36557 | Open Secondary(OS) | Duplex | 133-12-b-5-a | [8 empty] | 6 | AWG | 0.5 | 6 | AWG | Single Phase | 124.6975 | 11.3021 | OBADO |  | 11.30209,124.69754
2026-01-29 | 14:20 | 133-12-b-5-A | F1 | A4 | 2 | 2 | Vertical | CN | 133-12-b-5-A | J6 | 36557 | Open Secondary(OS) | Duplex | 133-12-b-5-A | [8 empty] | 6 | AWG | 0.5 | 6 | AWG | Single Phase | 124.6975 | 11.3021 | OBADO |  | 11.30209,124.69754
2026-01-29 | 14:21 | 133-12-b-5-A | F1 | A4 | 2 | 2 | Vertical | CN | 133-12-b-5-A | J6 | 36557 | Open Secondary(OS) | Duplex | 133-12-b-5-A | [5 empty] | 09221967 | Techen | 30 | 6 | AWG | 0.5 | 6 | AWG | Single Phase | 124.6975 | 11.3021 | OBADO |  | 11.30209,124.69754
2026-01-29 | 14:21 | 133-12-b-5-A | F1 | A4 | 2 | 2 | Vertical | CN | 133-12-b-5-A | J6 | 36557 | Open Secondary(OS) | Duplex | 133-12-b-5-A | [5 empty] | 90221974 | Techen | 30 | 6 | AWG | 0.5 | 6 | AWG | Single Phase | 124.6975 | 11.3021 | OBADO |  | 11.30209,124.69754
2026-01-29 | 14:21 | 133-12-b-5-A | F1 | A4 | 2 | 2 | Vertical | CN | 133-12-b-5-A | J6 | 36557 | Open Secondary(OS) | Duplex | 133-12-b-5-A | [5 empty] | 90221975 | Techen | 30 | 6 | AWG | 0.5 | 6 | AWG | Single Phase | 124.6975 | 11.3021 | OBADO |  | 11.30209,124.69754
2026-01-29 | 14:21 | 133-12-b-5-A | F1 | A4 | 2 | 2 | Vertical | CN | 133-12-b-5-A | J6 | 36557 | Open Secondary(OS) | Duplex | 133-12-b-5-A | [5 empty] | 90221957 | Techen | 60 | 6 | AWG | 0.5 | 6 | AWG | Single Phase | 124.6977 | 11.3027 | OBADO |  | 11.30272,124.69772
2026-01-29 | 14:22 | 133-12-b-5-A | F1 | A4 | 2 | 2 | Vertical | CN | 133-12-b-5-A | J6 | 36557 | Open Secondary(OS) | Duplex | 133-12-b-5-A | [5 empty] | 90221959 | Techen | 60 | 6 | AWG | 0.5 | 6 | AWG | Single Phase | 124.6977 | 11.3027 | OBADO |  | 11.30272,124.69772
2026-01-29 | 14:22 | 133-12-b-5-A | F1 | A4 | 2 | 2 | Vertical | CN | 133-12-b-5-A | J6 | 36557 | Open Secondary(OS) | Duplex | 133-12-b-5-A | [5 empty] | 90221958 | Techen | 60 | 6 | AWG | 0.5 | 6 | AWG | Single Phase | 124.6977 | 11.3027 | OBADO |  | 11.30272,124.69772
2026-01-29 | 14:22 | 133-12-b-5-A | F1 | A4 | 2 | 2 | Vertical | CN | 133-12-b-5-A | J6 | 36557 | Open Secondary(OS) | Duplex | 133-12-b-5-A | [5 empty] | 90221961 | Techen | 60 | 6 | AWG | 0.5 | 6 | AWG | Single Phase | 124.6977 | 11.3027 | OBADO |  | 11.30272,124.69772
2026-01-29 | 14:22 | 133-12-b-5-A | F1 | A4 | 2 | 2 | Vertical | CN | 133-12-b-5-A | J6 | 36557 | Open Secondary(OS) | Duplex | 133-12-b-5-A | [5 empty] | 90221960 | Techen | 60 | 6 | AWG | 0.5 | 6 | AWG | Single Phase | 124.6977 | 11.3027 | OBADO |  | 11.30272,124.69772
2026-01-29 | 14:24 | 133-12-b-6 | F1 | A4 | 2 | 2 | Vertical | CN | 133-12-b-6 | J6 | 36557 | Open Secondary(OS) | Duplex | 133-12-b-5-A | [8 empty] | 6 | AWG | 0.5 | 6 | AWG | Single Phase | 124.6973 | 11.3025 | OBADO |  | 11.30246,124.69734
2026-01-29 | 14:24 | 133-12-b-6 | F1 | A4 | 2 | 2 | Vertical | CN | 133-12-b-6 | J6 | 36557 | Open Secondary(OS) | Duplex | 133-12-b-5-A | [8 empty] | 6 | AWG | 0.5 | 6 | AWG | Single Phase | 124.6973 | 11.3025 | OBADO |  | 11.30246,124.69734
2026-01-29 | 14:25 | 133-12-b-6 | F1 | A4 | 2 | 2 | Vertical | CN | 133-12-b-6 | J6 | 36557 | Open Secondary(OS) | Duplex | 133-12-b-5-A | [5 empty] | a261453819 | Landis | 30 | 6 | AWG | 0.5 | 6 | AWG | Single Phase | 124.6968 | 11.3025 | OBADO |  | 11.30246,124.69682
2026-01-29 | 14:25 | 133-12-b-6 | F1 | A4 | 2 | 2 | Vertical | CN | 133-12-b-6 | J6 | 36557 | Open Secondary(OS) | Duplex | 133-12-b-5-A | [5 empty] | a281146336 | Landis | 30 | 6 | AWG | 0.5 | 6 | AWG | Single Phase | 124.6968 | 11.3025 | OBADO |  | 11.30246,124.69682
2026-01-29 | 14:25 | 133-12-b-6 | F1 | A4 | 2 | 2 | Vertical | CN | 133-12-b-6 | J6 | 36557 | Open Secondary(OS) | Duplex | 133-12-b-5-A | [5 empty] | a361187015 | Landis | 30 | 6 | AWG | 0.5 | 6 | AWG | Single Phase | 124.6968 | 11.3025 | OBADO |  | 11.30246,124.69682
2026-01-29 | 14:25 | 133-12-b-6 | F1 | A4 | 2 | 2 | Vertical | CN | 133-12-b-6 | J6 | 36557 | Open Secondary(OS) | Duplex | 133-12-b-5-A | [5 empty] | a361186931 | Landis | 30 | 6 | AWG | 0.5 | 6 | AWG | Single Phase | 124.6968 | 11.3025 | OBADO |  | 11.30246,124.69682
2026-01-29 | 14:26 | 133-12-b-6 | F1 | A4 | 2 | 2 | Vertical | CN | 133-12-b-6 | J6 | 36557 | Open Secondary(OS) | Duplex | 133-12-b-5-A | [5 empty] | a361187019 | Landis | 30 | 6 | AWG | 0.5 | 6 | AWG | Single Phase | 124.6968 | 11.3025 | OBADO |  | 11.30246,124.69682
2026-01-29 | 14:26 | 133-12-b-6 | F1 | A4 | 2 | 2 | Vertical | CN | 133-12-b-6 | J6 | 36557 | Open Secondary(OS) | Duplex | 133-12-b-5-A | [5 empty] | a361186932 | Landis | 30 | 6 | AWG | 0.5 | 6 | AWG | Single Phase | 124.6968 | 11.3025 | OBADO |  | 11.30246,124.69682
2026-01-29 | 14:26 | 133-12-b-6 | F1 | A4 | 2 | 2 | Vertical | CN | 133-12-b-6 | J6 | 36557 | Open Secondary(OS) | Duplex | 133-12-b-5-A | [5 empty] | a361186952 | Landis | 60 | 6 | AWG | 0.5 | 6 | AWG | Single Phase | 124.6968 | 11.3025 | OBADO |  | 11.30246,124.69682
2026-01-29 | 14:26 | 133-12-b-6 | F1 | A4 | 2 | 2 | Vertical | CN | 133-12-b-6 | J6 | 36557 | Open Secondary(OS) | Duplex | 133-12-b-5-A | [5 empty] | a231076463 | Landis | 60 | 6 | AWG | 0.5 | 6 | AWG | Single Phase | 124.6968 | 11.3025 | OBADO |  | 11.30246,124.69682
2026-01-29 | 14:26 | 133-12-b-6 | F1 | A4 | 2 | 2 | Vertical | CN | 133-12-b-6 | J6 | 36557 | Open Secondary(OS) | Duplex | 133-12-b-5-A | [5 empty] | a151535846 | Landis | 60 | 6 | AWG | 0.5 | 6 | AWG | Single Phase | 124.6968 | 11.3025 | OBADO |  | 11.30246,124.69682
2026-01-29 | 14:27 | 133-12-b-6 | F1 | A4 | 2 | 2 | Vertical | CN | 133-12-b-6 | J6 | 36557 | Open Secondary(OS) | Duplex | 133-12-b-5-A | [5 empty] | 90222263 | Techen | 100 | 6 | AWG | 0.5 | 6 | AWG | Single Phase | 124.6968 | 11.3025 | OBADO |  | 11.30246,124.69682
2026-01-29 | 14:56 | 133-12-C | F1 | A1 | 2 | 2 | Vertical | AN | 133-12-C | [18 empty] | Single Phase |  |  | OBADO |  | ,
2026-01-29 | 14:57 | 133-12-C | F1 | A1 | 2 | 2 | Vertical | AN | 133-12-C | J5 | 36557 | Under Built(UB) | Duplex | 133-12-C | [13 empty] | Single Phase |  |  | OBADO |  | ,
2026-01-29 | 14:58 | 133-12-C | F1 | A1 | 2 | 2 | Vertical | AN | 133-12-C | J5 | 36557 | Under Built(UB) | Duplex | 133-12-C | [5 empty] | 201800157138 | Intec | 30 | 6 | AWG | 0.5 | 6 | AWG | Single Phase |  |  | OBADO |  | ,
2026-01-29 | 14:58 | 133-12-C | F1 | A1 | 2 | 2 | Vertical | AN | 133-12-C | J5 | 36557 | Under Built(UB) | Duplex | 133-12-C | [5 empty] | a361187370 | Landis | 30 | 6 | AWG | 0.5 | 6 | AWG | Single Phase |  |  | OBADO |  | ,
2026-01-29 | 14:59 | 133-12-C | F1 | A1 | 2 | 2 | Vertical | AN | 133-12-C | J5 | 36557 | Under Built(UB) | Duplex | 133-12-C | [5 empty] | a151538697 | Landis | 30 | 6 | AWG | 0.5 | 6 | AWG | Single Phase |  |  | OBADO |  | ,
2026-01-29 | 14:59 | 133-12-C | F1 | A1 | 2 | 2 | Vertical | AN | 133-12-C | J5 | 36557 | Under Built(UB) | Duplex | 133-12-C | [5 empty] | a361187437 | Landis | 30 | 6 | AWG | 0.5 | 6 | AWG | Single Phase |  |  | OBADO |  | ,
2026-01-29 | 14:59 | 133-12-C | F1 | A1 | 2 | 2 | Vertical | AN | 133-12-C | J5 | 36557 | Under Built(UB) | Duplex | 133-12-C | [5 empty] | a361187398 | Landis | 30 | 6 | AWG | 0.5 | 6 | AWG | Single Phase |  |  | OBADO |  | ,
2026-01-29 | 14:59 | 133-12-C | F1 | A1 | 2 | 2 | Vertical | AN | 133-12-C | J5 | 36557 | Under Built(UB) | Duplex | 133-12-C | [5 empty] | a361187393 | Landis | 30 | 6 | AWG | 0.5 | 6 | AWG | Single Phase |  |  | OBADO |  | ,
2026-01-29 | 14:59 | 133-12-C | F1 | A1 | 2 | 2 | Vertical | AN | 133-12-C | J5 | 36557 | Under Built(UB) | Duplex | 133-12-C | [5 empty] | a361187372 | Landis | 30 | 6 | AWG | 0.5 | 6 | AWG | Single Phase |  |  | OBADO |  | ,
2026-01-29 | 14:59 | 133-12-C | F1 | A1 | 2 | 2 | Vertical | AN | 133-12-C | J5 | 36557 | Under Built(UB) | Duplex | 133-12-C | [5 empty] | a361187433 | Landis | 30 | 6 | AWG | 0.5 | 6 | AWG | Single Phase |  |  | OBADO |  | ,
2026-01-29 | 14:59 | 133-12-C | F1 | A1 | 2 | 2 | Vertical | AN | 133-12-C | J5 | 36557 | Under Built(UB) | Duplex | 133-12-C | [5 empty] | a361187422 | Landis | 60 | 6 | AWG | 0.5 | 6 | AWG | Single Phase |  |  | OBADO |  | ,
2026-01-29 | 15:00 | 133-12-C | F1 | A1 | 2 | 2 | Vertical | AN | 133-12-C | J5 | 36557 | Under Built(UB) | Duplex | 133-12-C | [5 empty] | a171111643 | Landis | 60 | 6 | AWG | 0.5 | 6 | AWG | Single Phase |  |  | OBADO |  | ,
2026-01-29 | 15:00 | 133-12-C | F1 | A1 | 2 | 2 | Vertical | AN | 133-12-C | J5 | 36557 | Under Built(UB) | Duplex | 133-12-C | [5 empty] | a361187431 | Landis | 60 | 6 | AWG | 0.5 | 6 | AWG | Single Phase |  |  | OBADO |  | ,
2026-01-29 | 15:00 | 133-12-C | F1 | A1 | 2 | 2 | Vertical | AN | 133-12-C | J5 | 36557 | Under Built(UB) | Duplex | 133-12-C | [5 empty] | a361187381 | Landis | 60 | 6 | AWG | 0.5 | 6 | AWG | Single Phase |  |  | OBADO |  | ,
2026-01-29 | 15:00 | 133-12-C | F1 | A1 | 2 | 2 | Vertical | AN | 133-12-C | J5 | 36557 | Under Built(UB) | Duplex | 133-12-C | [5 empty] | a361187441 | Landis | 60 | 6 | AWG | 0.5 | 6 | AWG | Single Phase |  |  | OBADO |  | ,
2026-01-29 | 15:01 | 133-12-C | F1 | A1 | 2 | 2 | Vertical | AN | 133-12-C | J5 | 36557 | Under Built(UB) | Duplex | 133-12-C | [5 empty] | a361187442 | Landis | 60 | 6 | AWG | 0.5 | 6 | AWG | Single Phase |  |  | OBADO |  | ,
2026-01-29 | 15:01 | 133-12-C | F1 | A1 | 2 | 2 | Vertical | AN | 133-12-C | J5 | 36557 | Under Built(UB) | Duplex | 133-12-C | [5 empty] | a171112399 | Landis | 60 | 6 | AWG | 0.5 | 6 | AWG | Single Phase |  |  | OBADO |  | ,
2026-01-29 | 15:01 | 133-12-C | F1 | A1 | 2 | 2 | Vertical | AN | 133-12-C | J5 | 36557 | Under Built(UB) | Duplex | 133-12-C | [5 empty] | a390932776 | Landis | 60 | 6 | AWG | 0.5 | 6 | AWG | Single Phase |  |  | OBADO |  | ,
2026-01-29 | 15:01 | 133-12-C | F1 | A1 | 2 | 2 | Vertical | AN | 133-12-C | J5 | 36557 | Under Built(UB) | Duplex | 133-12-C | [5 empty] | a291457399 | Landis | 60 | 6 | AWG | 0.5 | 6 | AWG | Single Phase |  |  | OBADO |  | ,
2026-01-29 | 15:02 | 133-12-C | F1 | A1 | 2 | 2 | Vertical | AN | 133-12-C | J5 | 36557 | Under Built(UB) | Duplex | 133-12-C | [5 empty] | 202000116700 | Intec | 60 | 6 | AWG | 0.5 | 6 | AWG | Single Phase |  |  | OBADO |  | ,
2026-01-29 | 15:02 | 133-12-C | F1 | A1 | 2 | 2 | Vertical | AN | 133-12-C | J5 | 36557 | Under Built(UB) | Duplex | 133-12-C | [5 empty] | 202100151421 | Intec | 60 | 6 | AWG | 0.5 | 6 | AWG | Single Phase |  |  | OBADO |  | ,
2026-01-29 | 15:02 | 133-12-C | F1 | A1 | 2 | 2 | Vertical | AN | 133-12-C | J5 | 36557 | Under Built(UB) | Duplex | 133-12-C | [5 empty] | 202100151402 | Intec |  | 6 | AWG | 0.5 | 6 | AWG | Single Phase |  |  | OBADO |  | ,
2026-01-29 | 15:04 | 133-12-D | F1 | A1 | 2 | 2 | Vertical | AN | 133-12-D | J5 | 36557 | Under Built(UB) | Duplex | 133-12-C | [8 empty] | 6 | AWG | 0.5 | 6 | AWG | Single Phase | 124.7 | 11.3034 | OBADO |  | 11.30343,124.7
2026-01-29 | 15:04 | 133-12-D | F1 | A1 | 2 | 2 | Vertical | AN | 133-12-D | J6 | 36557 | Under Built(UB) | Duplex | 133-12-D | [8 empty] | 6 | AWG | 0.5 | 6 | AWG | Single Phase | 124.7 | 11.3034 | OBADO |  | 11.30343,124.7
2026-01-29 | 15:04 | 133-12-D | F1 | A1 | 2 | 2 | Vertical | AN | 133-12-D | J6 | 36557 | Under Built(UB) | Duplex | 133-12-D | [5 empty] | a361187281 | Landis | 30 | 6 | AWG | 0.5 | 6 | AWG | Single Phase | 124.7003 | 11.3034 | OBADO |  | 11.30343,124.70028
2026-01-29 | 15:04 | 133-12-D | F1 | A1 | 2 | 2 | Vertical | AN | 133-12-D | J6 | 36557 | Under Built(UB) | Duplex | 133-12-D | [5 empty] | a361187341 | Landis | 30 | 6 | AWG | 0.5 | 6 | AWG | Single Phase | 124.7003 | 11.3034 | OBADO |  | 11.30343,124.70028
2026-01-29 | 15:05 | 133-12-D | F1 | A1 | 2 | 2 | Vertical | AN | 133-12-D | J6 | 36557 | Under Built(UB) | Duplex | 133-12-D | [5 empty] | 201900063646 | Intec | 30 | 6 | AWG | 0.5 | 6 | AWG | Single Phase | 124.7003 | 11.3034 | OBADO |  | 11.30343,124.70028
2026-01-29 | 15:05 | 133-12-D | F1 | A1 | 2 | 2 | Vertical | AN | 133-12-D | J6 | 36557 | Under Built(UB) | Duplex | 133-12-D | [5 empty] | a361187371 | Landis | 30 | 6 | AWG | 0.5 | 6 | AWG | Single Phase | 124.7003 | 11.3034 | OBADO |  | 11.30343,124.70028
2026-01-29 | 15:05 | 133-12-D | F1 | A1 | 2 | 2 | Vertical | AN | 133-12-D | J6 | 36557 | Under Built(UB) | Duplex | 133-12-D | [5 empty] | 201900063811 | Intec | 30 | 6 | AWG | 0.5 | 6 | AWG | Single Phase | 124.7004 | 11.3038 | OBADO |  | 11.3038,124.7004
2026-01-29 | 15:05 | 133-12-D | F1 | A1 | 2 | 2 | Vertical | AN | 133-12-D | J6 | 36557 | Under Built(UB) | Duplex | 133-12-D | [5 empty] | a361187318 | Landis | 30 | 6 | AWG | 0.5 | 6 | AWG | Single Phase | 124.7004 | 11.3038 | OBADO |  | 11.3038,124.7004
2026-01-29 | 15:05 | 133-12-D | F1 | A1 | 2 | 2 | Vertical | AN | 133-12-D | J6 | 36557 | Under Built(UB) | Duplex | 133-12-D | [5 empty] | a361187068 | Landis | 60 | 6 | AWG | 0.5 | 6 | AWG | Single Phase | 124.7004 | 11.3038 | OBADO |  | 11.3038,124.7004
2026-01-29 | 15:06 | 133-12-D | F1 | A1 | 2 | 2 | Vertical | AN | 133-12-D | J6 | 36557 | Under Built(UB) | Duplex | 133-12-D | [5 empty] | 201900063647 | Intec | 60 | 6 | AWG | 0.5 | 6 | AWG | Single Phase | 124.7004 | 11.3038 | OBADO |  | 11.3038,124.7004
2026-01-29 | 15:06 | 133-12-D | F1 | A1 | 2 | 2 | Vertical | AN | 133-12-D | J6 | 36557 | Under Built(UB) | Duplex | 133-12-D | [5 empty] | a221473799 | Landis | 60 | 6 | AWG | 0.5 | 6 | AWG | Single Phase | 124.7004 | 11.3038 | OBADO |  | 11.3038,124.7004
2026-01-29 | 15:06 | 133-12-D | F1 | A1 | 2 | 2 | Vertical | AN | 133-12-D | J6 | 36557 | Under Built(UB) | Duplex | 133-12-D | [5 empty] | a301127309 | Landis | 60 | 6 | AWG | 0.5 | 6 | AWG | Single Phase | 124.7003 | 11.3037 | OBADO |  | 11.30368,124.70034
2026-01-29 | 15:06 | 133-12-D | F1 | A1 | 2 | 2 | Vertical | AN | 133-12-D | J6 | 36557 | Under Built(UB) | Duplex | 133-12-D | [5 empty] | 201900063709 | Intec | 60 | 6 | AWG | 0.5 | 6 | AWG | Single Phase | 124.7003 | 11.3037 | OBADO |  | 11.30368,124.70034
2026-01-29 | 15:06 | 133-12-D | F1 | A1 | 2 | 2 | Vertical | AN | 133-12-D | J6 | 36557 | Under Built(UB) | Duplex | 133-12-D | [5 empty] | 201900063713 | Intec | 60 | 6 | AWG | 0.5 | 6 | AWG | Single Phase | 124.7003 | 11.3037 | OBADO |  | 11.30368,124.70034
2026-01-29 | 15:07 | 133-12-D | F1 | A1 | 2 | 2 | Vertical | AN | 133-12-D | J6 | 36557 | Under Built(UB) | Duplex | 133-12-D | [5 empty] | 201900063712 | Intec | 60 | 6 | AWG | 0.5 | 6 | AWG | Single Phase | 124.7003 | 11.3037 | OBADO |  | 11.30368,124.70034
2026-01-29 | 15:07 | 133-12-D | F1 | A1 | 2 | 2 | Vertical | AN | 133-12-D | J6 | 36557 | Under Built(UB) | Duplex | 133-12-D | [5 empty] | a361187369 | Landis | 60 | 6 | AWG | 0.5 | 6 | AWG | Single Phase | 124.7003 | 11.3037 | OBADO |  | 11.30368,124.70034
2026-01-29 | 15:09 | 133-12-D-1 | F1 | A1 | 2 | 2 | Vertical | AN | 133-12-D-1 | J6 | 36557 | Under Built(UB) | Duplex | 133-12-D | [8 empty] | 6 | AWG | 0.5 | 6 | AWG | Single Phase | 124.7002 | 11.3037 | OBADO |  | 11.30369,124.70023
2026-01-29 | 15:09 | 133-12-D-1 | F1 | A1 | 2 | 2 | Vertical | AN | 133-12-D-1 | J6 | 36557 | Under Built(UB) | Duplex | 133-12-D-1 | [8 empty] | 6 | AWG | 0.5 | 6 | AWG | Single Phase | 124.7002 | 11.3037 | OBADO |  | 11.30369,124.70023
2026-01-29 | 15:09 | 133-12-D-1 | F1 | A1 | 2 | 2 | Vertical | AN | 133-12-D-1 | J6 | 36557 | Under Built(UB) | Duplex | 133-12-D-1 | [5 empty] | 201900040438 | Intec | 30 | 6 | AWG | 0.5 | 6 | AWG | Single Phase | 124.7002 | 11.3037 | OBADO |  | 11.30369,124.70023
2026-01-29 | 15:10 | 133-12-D-1 | F1 | A1 | 2 | 2 | Vertical | AN | 133-12-D-1 | J6 | 36557 | Under Built(UB) | Duplex | 133-12-D-1 | [5 empty] | 201900040439 | Intec | 30 | 6 | AWG | 0.5 | 6 | AWG | Single Phase | 124.7002 | 11.3037 | OBADO |  | 11.30369,124.70023
2026-01-29 | 15:10 | 133-12-D-1 | F1 | A1 | 2 | 2 | Vertical | AN | 133-12-D-1 | J6 | 36557 | Under Built(UB) | Duplex | 133-12-D-1 | [5 empty] | 201900040440 | Intec | 30 | 6 | AWG | 0.5 | 6 | AWG | Single Phase | 124.7002 | 11.3037 | OBADO |  | 11.30369,124.70023
2026-01-29 | 15:10 | 133-12-D-1 | F1 | A1 | 2 | 2 | Vertical | AN | 133-12-D-1 | J6 | 36557 | Under Built(UB) | Duplex | 133-12-D-1 | [5 empty] | 201900040441 | Intec | 30 | 6 | AWG | 0.5 | 6 | AWG | Single Phase | 124.7002 | 11.3037 | OBADO |  | 11.30369,124.70023
2026-01-29 | 15:10 | 133-12-D-1 | F1 | A1 | 2 | 2 | Vertical | AN | 133-12-D-1 | J6 | 36557 | Under Built(UB) | Duplex | 133-12-D-1 | [5 empty] | 201900040442 | Intec | 60 | 6 | AWG | 0.5 | 6 | AWG | Single Phase | 124.7002 | 11.3037 | OBADO |  | 11.30369,124.70023
2026-01-29 | 15:10 | 133-12-D-1 | F1 | A1 | 2 | 2 | Vertical | AN | 133-12-D-1 | J6 | 36557 | Under Built(UB) | Duplex | 133-12-D-1 | [5 empty] | 201900040443 | Intec | 60 | 6 | AWG | 0.5 | 6 | AWG | Single Phase | 124.7002 | 11.3037 | OBADO |  | 11.30369,124.70023
2026-01-29 | 15:11 | 133-12-D-1 | F1 | A1 | 2 | 2 | Vertical | AN | 133-12-D-1 | J6 | 36557 | Under Built(UB) | Duplex | 133-12-D-1 | [5 empty] | 201900040433 | Intec | 60 | 6 | AWG | 0.5 | 6 | AWG | Single Phase | 124.7002 | 11.3037 | OBADO |  | 11.30369,124.70023
2026-01-29 | 15:11 | 133-12-D-1 | F1 | A1 | 2 | 2 | Vertical | AN | 133-12-D-1 | J6 | 36557 | Under Built(UB) | Duplex | 133-12-D-1 | [5 empty] | 201900040434 | Intec | 60 | 6 | AWG | 0.5 | 6 | AWG | Single Phase | 124.7002 | 11.3037 | OBADO |  | 11.30369,124.70023
2026-01-29 | 15:12 | 133-12-D-1 | F1 | A1 | 2 | 2 | Vertical | AN | 133-12-D-1 | J6 | 36557 | Under Built(UB) | Duplex | 133-12-D-1 | [5 empty] | 201900040437 | Intec | 30 | 6 | AWG | 0.5 | 6 | AWG | Single Phase | 124.7002 | 11.3037 | OBADO |  | 11.30369,124.70023
2026-01-29 | 15:12 | 133-12-D-1 | F1 | A1 | 2 | 2 | Vertical | AN | 133-12-D-1 | J6 | 36557 | Under Built(UB) | Duplex | 133-12-D-1 | [5 empty] | 201900040436 | Intec | 60 | 6 | AWG | 0.5 | 6 | AWG | Single Phase | 124.7002 | 11.3037 | OBADO |  | 11.30369,124.70023
2026-01-29 | 15:12 | 133-12-D-1 | F1 | A1 | 2 | 2 | Vertical | AN | 133-12-D-1 | J6 | 36557 | Under Built(UB) | Duplex | 133-12-D-1 | [5 empty] | 201900040432 | Intec | 60 | 6 | AWG | 0.5 | 6 | AWG | Single Phase | 124.7002 | 11.3037 | OBADO |  | 11.30369,124.70023
2026-01-29 | 15:12 | 133-12-D-1 | F1 | A1 | 2 | 2 | Vertical | AN | 133-12-D-1 | J6 | 36557 | Under Built(UB) | Duplex | 133-12-D-1 | [5 empty] | 201900040435 | Intec | 60 | 6 | AWG | 0.5 | 6 | AWG | Single Phase | 124.7002 | 11.3037 | OBADO |  | 11.30369,124.70023
2026-01-29 | 15:12 | 133-12-D-1 | F1 | A1 | 2 | 2 | Vertical | AN | 133-12-D-1 | J6 | 36557 | Under Built(UB) | Duplex | 133-12-D-1 | [5 empty] | 201900040447 | Intec | 30 | 6 | AWG | 0.5 | 6 | AWG | Single Phase | 124.7002 | 11.3037 | OBADO |  | 11.30369,124.70023
2026-01-29 | 15:13 | 133-12-D-1 | F1 | A1 | 2 | 2 | Vertical | AN | 133-12-D-1 | J6 | 36557 | Under Built(UB) | Duplex | 133-12-D-1 | [5 empty] | 201900040444 | Intec | 60 | 6 | AWG | 0.5 | 6 | AWG | Single Phase | 124.7002 | 11.3037 | OBADO |  | 11.30369,124.70023
2026-01-29 | 15:13 | 133-12-D-1 | F1 | A1 | 2 | 2 | Vertical | AN | 133-12-D-1 | J6 | 36557 | Under Built(UB) | Duplex | 133-12-D-1 | [5 empty] | 201900040445 | Intec | 60 | 6 | AWG | 0.5 | 6 | AWG | Single Phase | 124.7002 | 11.3037 | OBADO |  | 11.30369,124.70023
2026-01-29 | 15:13 | 133-12-D-1 | F1 | A1 | 2 | 2 | Vertical | AN | 133-12-D-1 | J6 | 36557 | Under Built(UB) | Duplex | 133-12-D-1 | [5 empty] | 201900040446 | Intec | 60 | 6 | AWG | 0.5 | 6 | AWG | Single Phase | 124.7002 | 11.3037 | OBADO |  | 11.30369,124.70023
2026-01-29 | 15:13 | 133-12-D-1 | F1 | A1 | 2 | 2 | Vertical | AN | 133-12-D-1 | J6 | 36557 | Under Built(UB) | Duplex | 133-12-D-1 | [5 empty] | 201900040449 | Intec | 60 | 6 | AWG | 0.5 | 6 | AWG | Single Phase | 124.7002 | 11.3037 | OBADO |  | 11.30369,124.70023
2026-01-29 | 15:13 | 133-12-D-1 | F1 | A1 | 2 | 2 | Vertical | AN | 133-12-D-1 | J6 | 36557 | Under Built(UB) | Duplex | 133-12-D-1 | [5 empty] | 201900040448 | Intec | 60 | 6 | AWG | 0.5 | 6 | AWG | Single Phase | 124.7002 | 11.3037 | OBADO |  | 11.30369,124.70023
2026-01-29 | 15:14 | 133-12-D-1 | F1 | A1 | 2 | 2 | Vertical | AN | 133-12-D-1 | J6 | 36557 | Under Built(UB) | Duplex | 133-12-D-1 | [5 empty] | 201700022634 | Intec | 60 | 6 | AWG | 0.5 | 6 | AWG | Single Phase | 124.7002 | 11.3037 | OBADO |  | 11.30369,124.70023
2026-01-29 | 15:14 | 133-12-D-1 | F1 | A1 | 2 | 2 | Vertical | AN | 133-12-D-1 | J6 | 36557 | Under Built(UB) | Duplex | 133-12-D-1 | [5 empty] | a161463858 | Landis | 100 | 6 | AWG | 0.5 | 6 | AWG | Single Phase | 124.7002 | 11.3037 | OBADO |  | 11.30369,124.70023
2026-01-29 | 15:14 | 133-12-D-1 | F1 | A1 | 2 | 2 | Vertical | AN | 133-12-D-1 | J6 | 36557 | Under Built(UB) | Duplex | 133-12-D-1 | [5 empty] | a221479468 | Landis | 100 | 6 | AWG | 0.5 | 6 | AWG | Single Phase | 124.7002 | 11.3037 | OBADO |  | 11.30369,124.70023
2026-01-29 | 15:20 | 133-12-E | F1 | A2 | 2 | 2 | Vertical | AN | 133-12-E | J6 | 36557 | Under Built(UB) | Duplex | 133-12-D-1 | [8 empty] | 6 | AWG | 0.5 | 6 | AWG | Single Phase | 124.7009 | 11.3041 | OBADO |  | 11.30415,124.70092
2026-01-29 | 15:21 | 133-12-E | F1 | A2 | 2 | 2 | Vertical | AN | 133-12-E | J5 | 36557 | Under Built(UB) | Duplex | 133-12-E | [8 empty] | 6 | AWG | 0.5 | 6 | AWG | Single Phase | 124.7002 | 11.3037 | OBADO |  | 11.30373,124.70018
2026-01-29 | 15:21 | 133-12-E | F1 | A2 | 2 | 2 | Vertical | AN | 133-12-E | J5 | 36557 | Under Built(UB) | Duplex | 133-12-E | [5 empty] | a361187418 | Landis | 30 | 6 | AWG | 0.5 | 6 | AWG | Single Phase | 124.7002 | 11.3037 | OBADO |  | 11.30373,124.70018
2026-01-29 | 15:22 | 133-12-E | F1 | A2 | 2 | 2 | Vertical | AN | 133-12-E | J5 | 36557 | Under Built(UB) | Duplex | 133-12-E | [5 empty] | a361187409 | Landis | 30 | 6 | AWG | 0.5 | 6 | AWG | Single Phase | 124.7002 | 11.3037 | OBADO |  | 11.30373,124.70018
2026-01-29 | 15:22 | 133-12-E | F1 | A2 | 2 | 2 | Vertical | AN | 133-12-E | J5 | 36557 | Under Built(UB) | Duplex | 133-12-E | [5 empty] | 202400314076 | Intec | 100 | 6 | AWG | 0.5 | 6 | AWG | Single Phase | 124.7004 | 11.3039 | OBADO |  | 11.30394,124.70036
2026-01-29 | 15:22 | 133-12-E | F1 | A2 | 2 | 2 | Vertical | AN | 133-12-E | J5 | 36557 | Under Built(UB) | Duplex | 133-12-E | [5 empty] | 202400314613 | Intec | 60 | 6 | AWG | 0.5 | 6 | AWG | Single Phase | 124.7004 | 11.3039 | OBADO |  | 11.30394,124.70036
2026-01-29 | 15:23 | 133-12-E | F1 | A2 | 2 | 2 | Vertical | AN | 133-12-E | J5 | 36557 | Under Built(UB) | Duplex | 133-12-E | [5 empty] | 202400314073 | Intec | 60 | 6 | AWG | 0.5 | 6 | AWG | Single Phase | 124.7004 | 11.3039 | OBADO |  | 11.30394,124.70036
2026-01-29 | 15:23 | 133-12-E | F1 | A2 | 2 | 2 | Vertical | AN | 133-12-E | J5 | 36557 | Under Built(UB) | Duplex | 133-12-E | [5 empty] | 201900063711 | Intec | 30 | 6 | AWG | 0.5 | 6 | AWG | Single Phase | 124.7004 | 11.3039 | OBADO |  | 11.30394,124.70036
2026-01-29 | 15:23 | 133-12-E | F1 | A2 | 2 | 2 | Vertical | AN | 133-12-E | J5 | 36557 | Under Built(UB) | Duplex | 133-12-E | [5 empty] | 90283364 | Techen | 60 | 6 | AWG | 0.5 | 6 | AWG | Single Phase | 124.7004 | 11.3039 | OBADO |  | 11.30394,124.70036
2026-01-29 | 15:23 | 133-12-E | F1 | A2 | 2 | 2 | Vertical | AN | 133-12-E | J5 | 36557 | Under Built(UB) | Duplex | 133-12-E | [5 empty] | a151535819 | Landis | 60 | 6 | AWG | 0.5 | 6 | AWG | Single Phase | 124.7004 | 11.3039 | OBADO |  | 11.30394,124.70036
2026-01-29 | 15:24 | 133-12-E | F1 | A2 | 2 | 2 | Vertical | AN | 133-12-E | J5 | 36557 | Under Built(UB) | Duplex | 133-12-E | [5 empty] | a361187436 | Landis | 60 | 6 | AWG | 0.5 | 6 | AWG | Single Phase | 124.7004 | 11.3037 | OBADO |  | 11.30369,124.70035
2026-01-29 | 15:24 | 133-12-E | F1 | A2 | 2 | 2 | Vertical | AN | 133-12-E | J5 | 36557 | Under Built(UB) | Duplex | 133-12-E | [5 empty] | a361187420 | Landis | 60 | 6 | AWG | 0.5 | 6 | AWG | Single Phase | 124.7004 | 11.3037 | OBADO |  | 11.30369,124.70035
2026-01-29 | 15:24 | 133-12-E | F1 | A2 | 2 | 2 | Vertical | AN | 133-12-E | J5 | 36557 | Under Built(UB) | Duplex | 133-12-E | [5 empty] | a361187423 | Landis | 60 | 6 | AWG | 0.5 | 6 | AWG | Single Phase | 124.7004 | 11.3037 | OBADO |  | 11.30369,124.70035
2026-01-29 | 15:24 | 133-12-E | F1 | A2 | 2 | 2 | Vertical | AN | 133-12-E | J5 | 36557 | Under Built(UB) | Duplex | 133-12-E | [5 empty] | a361187427 | Landis | 60 | 6 | AWG | 0.5 | 6 | AWG | Single Phase | 124.7004 | 11.3037 | OBADO |  | 11.30369,124.70035
2026-01-29 | 15:24 | 133-12-E | F1 | A2 | 2 | 2 | Vertical | AN | 133-12-E | J5 | 36557 | Under Built(UB) | Duplex | 133-12-E | [5 empty] | a361187429 | Landis | 60 | 6 | AWG | 0.5 | 6 | AWG | Single Phase | 124.7004 | 11.3037 | OBADO |  | 11.30369,124.70035
2026-01-29 | 15:24 | 133-12-E | F1 | A2 | 2 | 2 | Vertical | AN | 133-12-E | J5 | 36557 | Under Built(UB) | Duplex | 133-12-E | [5 empty] | a361187440 | Landis | 60 | 6 | AWG | 0.5 | 6 | AWG | Single Phase | 124.7004 | 11.3037 | OBADO |  | 11.30369,124.70035
2026-01-29 | 15:25 | 133-12-E | F1 | A2 | 2 | 2 | Vertical | AN | 133-12-E | J5 | 36557 | Under Built(UB) | Duplex | 133-12-E | [5 empty] | a151537313 | Landis | 60 | 6 | AWG | 0.5 | 6 | AWG | Single Phase | 124.7004 | 11.3037 | OBADO |  | 11.30369,124.70035
2026-01-29 | 15:25 | 133-12-E | F1 | A2 | 2 | 2 | Vertical | AN | 133-12-E | J5 | 36557 | Under Built(UB) | Duplex | 133-12-E | [5 empty] | a3011126850 | Landis | 60 | 6 | AWG | 0.5 | 6 | AWG | Single Phase | 124.7002 | 11.3041 | OBADO |  | 11.30406,124.70024
2026-01-29 | 15:25 | 133-12-E | F1 | A2 | 2 | 2 | Vertical | AN | 133-12-E | J5 | 36557 | Under Built(UB) | Duplex | 133-12-E | [5 empty] | a301126849 | Landis | 60 | 6 | AWG | 0.5 | 6 | AWG | Single Phase | 124.7002 | 11.3041 | OBADO |  | 11.30406,124.70024
2026-01-29 | 15:25 | 133-12-E | F1 | A2 | 2 | 2 | Vertical | AN | 133-12-E | J5 | 36557 | Under Built(UB) | Duplex | 133-12-E | [5 empty] | a301126844 | Landis | 60 | 6 | AWG | 0.5 | 6 | AWG | Single Phase | 124.7002 | 11.3041 | OBADO |  | 11.30406,124.70024
2026-01-29 | 15:26 | 133-12-E | F1 | A2 | 2 | 2 | Vertical | AN | 133-12-E | J5 | 36557 | Under Built(UB) | Duplex | 133-12-E | [5 empty] | a301126845 | Landis | 60 | 6 | AWG | 0.5 | 6 | AWG | Single Phase | 124.7002 | 11.3041 | OBADO |  | 11.30406,124.70024
2026-01-29 | 15:26 | 133-12-E | F1 | A2 | 2 | 2 | Vertical | AN | 133-12-E | J5 | 36557 | Under Built(UB) | Duplex | 133-12-E | [5 empty] | a171111685 | Landis | 60 | 6 | AWG | 0.5 | 6 | AWG | Single Phase | 124.7002 | 11.3041 | OBADO |  | 11.30406,124.70024
2026-01-29 | 15:26 | 133-12-E | F1 | A2 | 2 | 2 | Vertical | AN | 133-12-E | J5 | 36557 | Under Built(UB) | Duplex | 133-12-E | [5 empty] | a391023966 | Landis | 60 | 6 | AWG | 0.5 | 6 | AWG | Single Phase | 124.7002 | 11.3041 | OBADO |  | 11.30406,124.70024
2026-01-29 | 15:26 | 133-12-E | F1 | A2 | 2 | 2 | Vertical | AN | 133-12-E | J5 | 36557 | Under Built(UB) | Duplex | 133-12-E | [5 empty] | a211068927 | Landis | 60 | 6 | AWG | 0.5 | 6 | AWG | Single Phase | 124.7002 | 11.3041 | OBADO |  | 11.30406,124.70024
2026-01-29 | 15:42 | 133-12-F | F1 | A1 | 2 | 2 | Vertical | AN | 133-12-F | [18 empty] | Single Phase |  |  | OBADO |  | ,
2026-01-29 | 15:43 | 133-12-F | F1 | A1 | 2 | 2 | Vertical | AN | 133-12-F | J6 | 36557 | Under Built(UB) | Duplex | 133-12-F | [13 empty] | Single Phase |  |  | OBADO |  | ,
2026-01-29 | 15:43 | 133-12-F | F1 | A1 | 2 | 2 | Vertical | AN | 133-12-F | J6 | 36557 | Under Built(UB) | Duplex | 133-12-F | 50 | Common | 133-12-F | AN | No | [8 empty] | Single Phase |  |  | OBADO |  | ,
2026-01-29 | 15:44 | 133-12-F | F1 | A1 | 2 | 2 | Vertical | AN | 133-12-F | J6 | 36557 | Under Built(UB) | Duplex | 133-12-F | 50 | Common | 133-12-F | AN | No | 202400048848 | Intec | 30 | 6 | AWG | 0.5 | 6 | AWG | Single Phase |  |  | OBADO |  | ,
2026-01-29 | 15:44 | 133-12-F | F1 | A1 | 2 | 2 | Vertical | AN | 133-12-F | J6 | 36557 | Under Built(UB) | Duplex | 133-12-F | 50 | Common | 133-12-F | AN | No | a411111285 | Landis | 60 | 6 | AWG | 0.5 | 6 | AWG | Single Phase |  |  | OBADO |  | ,
2026-01-29 | 15:44 | 133-12-F | F1 | A1 | 2 | 2 | Vertical | AN | 133-12-F | J6 | 36557 | Under Built(UB) | Duplex | 133-12-F | 50 | Common | 133-12-F | AN | No | a411111286 | Landis | 30 | 6 | AWG | 0.5 | 6 | AWG | Single Phase |  |  | OBADO |  | ,
2026-01-29 | 15:45 | 133-12-F | F1 | A1 | 2 | 2 | Vertical | AN | 133-12-F | J6 | 36557 | Under Built(UB) | Duplex | 133-12-F | 50 | Common | 133-12-F | AN | No | a411111288 | Landis | 100 | 6 | AWG | 0.5 | 6 | AWG | Single Phase |  |  | OBADO |  | ,
2026-01-29 | 15:45 | 133-12-F | F1 | A1 | 2 | 2 | Vertical | AN | 133-12-F | J6 | 36557 | Under Built(UB) | Duplex | 133-12-F | 50 | Common | 133-12-F | AN | No | a411111289 | Landis | 60 | 6 | AWG | 0.5 | 6 | AWG | Single Phase |  |  | OBADO |  | ,
2026-01-29 | 15:45 | 133-12-F | F1 | A1 | 2 | 2 | Vertical | AN | 133-12-F | J6 | 36557 | Under Built(UB) | Duplex | 133-12-F | 50 | Common | 133-12-F | AN | No | a411111290 | Landis | 60 | 6 | AWG | 0.5 | 6 | AWG | Single Phase |  |  | OBADO |  | ,
2026-01-29 | 15:45 | 133-12-F | F1 | A1 | 2 | 2 | Vertical | AN | 133-12-F | J6 | 36557 | Under Built(UB) | Duplex | 133-12-F | 50 | Common | 133-12-F | AN | No | a411111291 | Landis | 60 | 6 | AWG | 0.5 | 6 | AWG | Single Phase |  |  | OBADO |  | ,
2026-01-29 | 15:46 | 133-12-F | F1 | A1 | 2 | 2 | Vertical | AN | 133-12-F | J6 | 36557 | Under Built(UB) | Duplex | 133-12-F | 50 | Common | 133-12-F | AN | No | a411111294 | Landis | 100 | 6 | AWG | 0.5 | 6 | AWG | Single Phase |  |  | OBADO |  | ,
2026-01-29 | 15:46 | 133-12-F | F1 | A1 | 2 | 2 | Vertical | AN | 133-12-F | J6 | 36557 | Under Built(UB) | Duplex | 133-12-F | 50 | Common | 133-12-F | AN | No | a411111299 | Landis | 60 | 6 | AWG | 0.5 | 6 | AWG | Single Phase |  |  | OBADO |  | ,
2026-01-29 | 15:46 | 133-12-F | F1 | A1 | 2 | 2 | Vertical | AN | 133-12-F | J6 | 36557 | Under Built(UB) | Duplex | 133-12-F | 50 | Common | 133-12-F | AN | No | a411111301 | Landis | 60 | 6 | AWG | 0.5 | 6 | AWG | Single Phase |  |  | OBADO |  | ,
2026-01-29 | 15:46 | 133-12-F | F1 | A1 | 2 | 2 | Vertical | AN | 133-12-F | J6 | 36557 | Under Built(UB) | Duplex | 133-12-F | 50 | Common | 133-12-F | AN | No | a171112207 | Landis | 100 | 6 | AWG | 0.5 | 6 | AWG | Single Phase |  |  | OBADO |  | ,
2026-01-29 | 15:47 | 133-12-F | F1 | A1 | 2 | 2 | Vertical | AN | 133-12-F | J6 | 36557 | Under Built(UB) | Duplex | 133-12-F | 50 | Common | 133-12-F | AN | No | a211068921 | Landis | 60 | 6 | AWG | 0.5 | 6 | AWG | Single Phase |  |  | OBADO |  | ,
2026-01-29 | 15:47 | 133-12-F | F1 | A1 | 2 | 2 | Vertical | AN | 133-12-F | J6 | 36557 | Under Built(UB) | Duplex | 133-12-F | 50 | Common | 133-12-F | AN | No | a411111293 | Landis | 60 | 6 | AWG | 0.5 | 6 | AWG | Single Phase |  |  | OBADO |  | ,
2026-01-29 | 15:48 | 133-12-F-1 | F1 | A1 | 2 | 2 | Vertical | AN | 133-12-F1 | [8 empty] | AN |  |  |  |  | 6 | AWG | 0.5 | 6 | AWG | Single Phase | 124.7011 | 11.304 | OBADO |  | 11.30402,124.70112
2026-01-29 | 15:48 | 133-12-F-1 | F1 | A1 | 2 | 2 | Vertical | AN | 133-12-F-1 | [8 empty] | AN |  |  |  |  | 6 | AWG | 0.5 | 6 | AWG | Single Phase | 124.7011 | 11.304 | OBADO |  | 11.30402,124.70112
2026-01-29 | 15:49 | 133-12-F-1 | F1 | A1 | 2 | 2 | Vertical | AN | 133-12-F-1 | J5 | 36557 | Open Secondary(OS) | Duplex | 133-12-F-1 |  |  |  | AN |  |  |  |  | 6 | AWG | 0.5 | 6 | AWG | Single Phase | 124.7011 | 11.304 | OBADO |  | 11.30402,124.70112
2026-01-29 | 15:51 | 133-12-F-2 | F1 | A1 | 2 | 2 | Vertical | AN | 133-12-F-2 | J5 | 36557 | Open Secondary(OS) | Duplex | 133-12-F-1 |  |  |  | AN |  |  |  |  | 6 | AWG | 0.5 | 6 | AWG | Single Phase | 124.7011 | 11.304 | OBADO |  | 11.30402,124.70112
2026-01-29 | 15:51 | 133-12-F-2 | F1 | A1 | 2 | 2 | Vertical | AN | 133-12-F-2 | J5 | 36557 | Open Secondary(OS) | Duplex | 133-12-F-2 |  |  |  | AN |  |  |  |  | 6 | AWG | 0.5 | 6 | AWG | Single Phase | 124.7011 | 11.304 | OBADO |  | 11.30402,124.70112
2026-01-29 | 15:51 | 133-12-F-2 | F1 | A1 | 2 | 2 | Vertical | AN | 133-12-F-2 | J5 | 36557 | Open Secondary(OS) | Duplex | 133-12-F-2 |  |  |  | AN |  | 201900062857 | Intec | 30 | 6 | AWG | 0.5 | 6 | AWG | Single Phase | 124.7011 | 11.304 | OBADO |  | 11.30402,124.70112
2026-01-29 | 15:51 | 133-12-F-2 | F1 | A1 | 2 | 2 | Vertical | AN | 133-12-F-2 | J5 | 36557 | Open Secondary(OS) | Duplex | 133-12-F-2 |  |  |  | AN |  | a381107805 | Landis | 30 | 6 | AWG | 0.5 | 6 | AWG | Single Phase | 124.7011 | 11.304 | OBADO |  | 11.30402,124.70112
2026-01-29 | 15:52 | 133-12-F-2 | F1 | A1 | 2 | 2 | Vertical | AN | 133-12-F-2 | J5 | 36557 | Open Secondary(OS) | Duplex | 133-12-F-2 |  |  |  | AN |  | a4111111298 | Landis | 30 | 6 | AWG | 0.5 | 6 | AWG | Single Phase | 124.7011 | 11.304 | OBADO |  | 11.30402,124.70112
2026-01-29 | 15:52 | 133-12-F-2 | F1 | A1 | 2 | 2 | Vertical | AN | 133-12-F-2 | J5 | 36557 | Open Secondary(OS) | Duplex | 133-12-F-2 |  |  |  | AN |  | a411111410 | Landis | 30 | 6 | AWG | 0.5 | 6 | AWG | Single Phase | 124.7011 | 11.304 | OBADO |  | 11.30402,124.70112
2026-01-29 | 15:52 | 133-12-F-2 | F1 | A1 | 2 | 2 | Vertical | AN | 133-12-F-2 | J5 | 36557 | Open Secondary(OS) | Duplex | 133-12-F-2 |  |  |  | AN |  | a301126852 | Landis | 30 | 6 | AWG | 0.5 | 6 | AWG | Single Phase | 124.7016 | 11.3033 | OBADO |  | 11.30332,124.70156
2026-01-29 | 15:52 | 133-12-F-2 | F1 | A1 | 2 | 2 | Vertical | AN | 133-12-F-2 | J5 | 36557 | Open Secondary(OS) | Duplex | 133-12-F-2 |  |  |  | AN |  | a171111683 | Landis | 30 | 6 | AWG | 0.5 | 6 | AWG | Single Phase | 124.7016 | 11.3033 | OBADO |  | 11.30332,124.70156
2026-01-29 | 15:52 | 133-12-F-2 | F1 | A1 | 2 | 2 | Vertical | AN | 133-12-F-2 | J5 | 36557 | Open Secondary(OS) | Duplex | 133-12-F-2 |  |  |  | AN |  | a411111295 | Landis | 30 | 6 | AWG | 0.5 | 6 | AWG | Single Phase | 124.7016 | 11.3033 | OBADO |  | 11.30332,124.70156
2026-01-29 | 15:53 | 133-12-F-2 | F1 | A1 | 2 | 2 | Vertical | AN | 133-12-F-2 | J5 | 36557 | Open Secondary(OS) | Duplex | 133-12-F-2 |  |  |  | AN |  | a411111407 | Landis | 30 | 6 | AWG | 0.5 | 6 | AWG | Single Phase | 124.7016 | 11.3033 | OBADO |  | 11.30332,124.70156
2026-01-29 | 15:53 | 133-12-F-2 | F1 | A1 | 2 | 2 | Vertical | AN | 133-12-F-2 | J5 | 36557 | Open Secondary(OS) | Duplex | 133-12-F-2 |  |  |  | AN |  | 202501002946 | Techen | 30 | 6 | AWG | 0.5 | 6 | AWG | Single Phase | 124.7016 | 11.3033 | OBADO |  | 11.30332,124.70156
2026-01-29 | 15:53 | 133-12-F-2 | F1 | A1 | 2 | 2 | Vertical | AN | 133-12-F-2 | J5 | 36557 | Open Secondary(OS) | Duplex | 133-12-F-2 |  |  |  | AN |  | a411111406 | Landis | 30 | 6 | AWG | 0.5 | 6 | AWG | Single Phase | 124.7017 | 11.3034 | OBADO |  | 11.3034,124.7017
2026-01-29 | 15:53 | 133-12-F-2 | F1 | A1 | 2 | 2 | Vertical | AN | 133-12-F-2 | J5 | 36557 | Open Secondary(OS) | Duplex | 133-12-F-2 |  |  |  | AN |  | a411111411 | Landis | 60 | 6 | AWG | 0.5 | 6 | AWG | Single Phase | 124.7017 | 11.3034 | OBADO |  | 11.3034,124.7017
2026-01-29 | 15:54 | 133-12-F-2 | F1 | A1 | 2 | 2 | Vertical | AN | 133-12-F-2 | J5 | 36557 | Open Secondary(OS) | Duplex | 133-12-F-2 |  |  |  | AN |  | a411111418 | Landis | 60 | 6 | AWG | 0.5 | 6 | AWG | Single Phase | 124.7017 | 11.3034 | OBADO |  | 11.3034,124.7017
2026-01-29 | 15:54 | 133-12-F-2 | F1 | A1 | 2 | 2 | Vertical | AN | 133-12-F-2 | J5 | 36557 | Open Secondary(OS) | Duplex | 133-12-F-2 |  |  |  | AN |  | a411111405 | Landis | 60 | 6 | AWG | 0.5 | 6 | AWG | Single Phase | 124.7017 | 11.3034 | OBADO |  | 11.3034,124.7017
2026-01-29 | 15:54 | 133-12-F-2 | F1 | A1 | 2 | 2 | Vertical | AN | 133-12-F-2 | J5 | 36557 | Open Secondary(OS) | Duplex | 133-12-F-2 |  |  |  | AN |  | a41111415 | Landis | 30 | 6 | AWG | 0.5 | 6 | AWG | Single Phase | 124.7017 | 11.3034 | OBADO |  | 11.3034,124.7017
2026-01-29 | 15:54 | 133-12-F-2 | F1 | A1 | 2 | 2 | Vertical | AN | 133-12-F-2 | J5 | 36557 | Open Secondary(OS) | Duplex | 133-12-F-2 |  |  |  | AN |  | a411111302 | Landis | 30 | 6 | AWG | 0.5 | 6 | AWG | Single Phase | 124.7017 | 11.3034 | OBADO |  | 11.3034,124.7017
2026-01-29 | 15:54 | 133-12-F-2 | F1 | A1 | 2 | 2 | Vertical | AN | 133-12-F-2 | J5 | 36557 | Open Secondary(OS) | Duplex | 133-12-F-2 |  |  |  | AN |  | a411111412 | Landis | 60 | 6 | AWG | 0.5 | 6 | AWG | Single Phase | 124.7017 | 11.3033 | OBADO |  | 11.30332,124.70165
2026-01-29 | 15:54 | 133-12-F-2 | F1 | A1 | 2 | 2 | Vertical | AN | 133-12-F-2 | J5 | 36557 | Open Secondary(OS) | Duplex | 133-12-F-2 |  |  |  | AN |  | a411111422 | Landis | 60 | 6 | AWG | 0.5 | 6 | AWG | Single Phase | 124.7017 | 11.3033 | OBADO |  | 11.30332,124.70165
2026-01-29 | 15:55 | 133-12-F-2 | F1 | A1 | 2 | 2 | Vertical | AN | 133-12-F-2 | J5 | 36557 | Open Secondary(OS) | Duplex | 133-12-F-2 |  |  |  | AN |  | a211068943 | Landis | 30 | 6 | AWG | 0.5 | 6 | AWG | Single Phase | 124.7017 | 11.3033 | OBADO |  | 11.30332,124.70165
2026-01-29 | 15:55 | 133-12-F-2 | F1 | A1 | 2 | 2 | Vertical | AN | 133-12-F-2 | J5 | 36557 | Open Secondary(OS) | Duplex | 133-12-F-2 |  |  |  | AN |  | a211068938 | Landis | 30 | 6 | AWG | 0.5 | 6 | AWG | Single Phase | 124.7017 | 11.3033 | OBADO |  | 11.30332,124.70165
2026-01-29 | 15:55 | 133-12-F-2 | F1 | A1 | 2 | 2 | Vertical | AN | 133-12-F-2 | J5 | 36557 | Open Secondary(OS) | Duplex | 133-12-F-2 |  |  |  | AN |  | a231076815 | Landis | 30 | 6 | AWG | 0.5 | 6 | AWG | Single Phase | 124.7014 | 11.3033 | OBADO |  | 11.30325,124.70141
2026-01-29 | 15:55 | 133-12-F-2 | F1 | A1 | 2 | 2 | Vertical | AN | 133-12-F-2 | J5 | 36557 | Open Secondary(OS) | Duplex | 133-12-F-2 |  |  |  | AN |  | a390930261 | Landis | 60 | 6 | AWG | 0.5 | 6 | AWG | Single Phase | 124.7014 | 11.3033 | OBADO |  | 11.30325,124.70141
2026-01-29 | 15:56 | 133-12-F-2 | F1 | A1 | 2 | 2 | Vertical | AN | 133-12-F-2 | J5 | 36557 | Open Secondary(OS) | Duplex | 133-12-F-2 |  |  |  | AN |  | a411111409 | Landis | 60 | 6 | AWG | 0.5 | 6 | AWG | Single Phase | 124.7014 | 11.3033 | OBADO |  | 11.30325,124.70141
2026-01-29 | 15:56 | 133-12-F-2 | F1 | A1 | 2 | 2 | Vertical | AN | 133-12-F-2 | J5 | 36557 | Open Secondary(OS) | Duplex | 133-12-F-2 |  |  |  | AN |  | a411111404 | Landis | 60 | 6 | AWG | 0.5 | 6 | AWG | Single Phase | 124.7014 | 11.3033 | OBADO |  | 11.30325,124.70141
2026-01-29 | 15:56 | 133-12-F-2 | F1 | A1 | 2 | 2 | Vertical | AN | 133-12-F-2 | J5 | 36557 | Open Secondary(OS) | Duplex | 133-12-F-2 |  |  |  | AN |  | a411111253 | Landis | 60 | 6 | AWG | 0.5 | 6 | AWG | Single Phase | 124.7014 | 11.3033 | OBADO |  | 11.30325,124.70141
2026-01-29 | 15:57 | 133-12-F-2 | F1 | A1 | 2 | 2 | Vertical | AN | 133-12-F-2 | J5 | 36557 | Open Secondary(OS) | Duplex | 133-12-F-2 |  |  |  | AN |  | a411111297 | Landis | 60 | 6 | AWG | 0.5 | 6 | AWG | Single Phase | 124.7017 | 11.3032 | OBADO |  | 11.30317,124.70166
2026-01-29 | 15:59 | 133-12-F-3 | F1 | A1 | 2 | 2 | Vertical | AN | 133-12-F-3 | J5 | 36557 | Open Secondary(OS) | Duplex | 133-12-F-2 |  |  |  | AN |  |  |  |  | 6 | AWG | 0.5 | 6 | AWG | Single Phase | 124.7018 | 11.3033 | OBADO |  | 11.30327,124.70184
2026-01-29 | 15:59 | 133-12-F-3 | F1 | A1 | 2 | 2 | Vertical | AN | 133-12-F-3 | J6 | 36557 | Open Secondary(OS) | Duplex | 133-12-F-3 |  |  |  | AN |  |  |  |  | 6 | AWG | 0.5 | 6 | AWG | Single Phase | 124.7018 | 11.3033 | OBADO |  | 11.30327,124.70184
2026-01-29 | 15:59 | 133-12-F-3 | F1 | A1 | 2 | 2 | Vertical | AN | 133-12-F-3 | J6 | 36557 | Open Secondary(OS) | Duplex | 133-12-F-3 |  |  |  | AN |  | 90221898 | Techen | 30 | 6 | AWG | 0.5 | 6 | AWG | Single Phase | 124.7018 | 11.3033 | OBADO |  | 11.30327,124.70184
2026-01-29 | 15:59 | 133-12-F-3 | F1 | A1 | 2 | 2 | Vertical | AN | 133-12-F-3 | J6 | 36557 | Open Secondary(OS) | Duplex | 133-12-F-3 |  |  |  | AN |  | 4324339 | Intec | 30 | 6 | AWG | 0.5 | 6 | AWG | Single Phase | 124.7018 | 11.3033 | OBADO |  | 11.30327,124.70184
2026-01-29 | 16:00 | 133-12-F-3 | F1 | A1 | 2 | 2 | Vertical | AN | 133-12-F-3 | J6 | 36557 | Open Secondary(OS) | Duplex | 133-12-F-3 |  |  |  | AN |  | 131006791 | Safari | 30 | 6 | AWG | 0.5 | 6 | AWG | Single Phase | 124.7018 | 11.3033 | OBADO |  | 11.30327,124.70184
2026-01-29 | 16:00 | 133-12-F-3 | F1 | A1 | 2 | 2 | Vertical | AN | 133-12-F-3 | J6 | 36557 | Open Secondary(OS) | Duplex | 133-12-F-3 |  |  |  | AN |  | a381110953 | Landis | 30 | 6 | AWG | 0.5 | 6 | AWG | Single Phase | 124.7014 | 11.3027 | OBADO |  | 11.30272,124.7014
2026-01-29 | 16:00 | 133-12-F-3 | F1 | A1 | 2 | 2 | Vertical | AN | 133-12-F-3 | J6 | 36557 | Open Secondary(OS) | Duplex | 133-12-F-3 |  |  |  | AN |  | a381110811 | Landis | 60 | 6 | AWG | 0.5 | 6 | AWG | Single Phase | 124.7014 | 11.3027 | OBADO |  | 11.30272,124.7014
2026-01-29 | 16:01 | 133-12-F-3 | F1 | A1 | 2 | 2 | Vertical | AN | 133-12-F-3 | J6 | 36557 | Open Secondary(OS) | Duplex | 133-12-F-3 |  |  |  | AN |  | a411111300 | Landis | 60 | 6 | AWG | 0.5 | 6 | AWG | Single Phase | 124.7014 | 11.3027 | OBADO |  | 11.30272,124.7014
2026-01-29 | 16:01 | 133-12-F-3 | F1 | A1 | 2 | 2 | Vertical | AN | 133-12-F-3 | J6 | 36557 | Open Secondary(OS) | Duplex | 133-12-F-3 |  |  |  | AN |  | a411111296 | Landis | 100 | 6 | AWG | 0.5 | 6 | AWG | Single Phase | 124.7014 | 11.3027 | OBADO |  | 11.30272,124.7014
2026-01-29 | 16:01 | 133-12-F-3 | F1 | A1 | 2 | 2 | Vertical | AN | 133-12-F-3 | J6 | 36557 | Open Secondary(OS) | Duplex | 133-12-F-3 |  |  |  | AN |  | a411111278 | Landis | 100 | 6 | AWG | 0.5 | 6 | AWG | Single Phase | 124.7014 | 11.3027 | OBADO |  | 11.30272,124.7014
2026-01-29 | 16:01 | 133-12-F-3 | F1 | A1 | 2 | 2 | Vertical | AN | 133-12-F-3 | J6 | 36557 | Open Secondary(OS) | Duplex | 133-12-F-3 |  |  |  | AN |  | a411111250 | Landis | 100 | 6 | AWG | 0.5 | 6 | AWG | Single Phase | 124.7017 | 11.3028 | OBADO |  | 11.30282,124.70168
2026-01-29 | 16:01 | 133-12-F-3 | F1 | A1 | 2 | 2 | Vertical | AN | 133-12-F-3 | J6 | 36557 | Open Secondary(OS) | Duplex | 133-12-F-3 |  |  |  | AN |  | a411111283 | Landis | 100 | 6 | AWG | 0.5 | 6 | AWG | Single Phase | 124.7017 | 11.3028 | OBADO |  | 11.30282,124.70168
2026-01-29 | 16:02 | 133-12-F-3 | F1 | A1 | 2 | 2 | Vertical | AN | 133-12-F-3 | J6 | 36557 | Open Secondary(OS) | Duplex | 133-12-F-3 |  |  |  | AN |  | 101212041 | Landis | 60 | 6 | AWG | 0.5 | 6 | AWG | Single Phase | 124.7017 | 11.3028 | OBADO |  | 11.30282,124.70168
2026-01-29 | 16:02 | 133-12-F-3 | F1 | A1 | 2 | 2 | Vertical | AN | 133-12-F-3 | J6 | 36557 | Open Secondary(OS) | Duplex | 133-12-F-3 |  |  |  | AN |  | a251259538 | Landis | 60 | 6 | AWG | 0.5 | 6 | AWG | Single Phase | 124.7017 | 11.3028 | OBADO |  | 11.30282,124.70168
2026-01-29 | 16:02 | 133-12-F-3 | F1 | A1 | 2 | 2 | Vertical | AN | 133-12-F-3 | J6 | 36557 | Open Secondary(OS) | Duplex | 133-12-F-3 |  |  |  | AN |  | a4012117038 | Landis | 100 | 6 | AWG | 0.5 | 6 | AWG | Single Phase | 124.7017 | 11.3028 | OBADO |  | 11.30282,124.70168
2026-01-29 | 16:02 | 133-12-F-3 | F1 | A1 | 2 | 2 | Vertical | AN | 133-12-F-3 | J6 | 36557 | Open Secondary(OS) | Duplex | 133-12-F-3 |  |  |  | AN |  | a261451965 | Landis | 60 | 6 | AWG | 0.5 | 6 | AWG | Single Phase | 124.7017 | 11.3028 | OBADO |  | 11.30282,124.70168
2026-01-29 | 16:02 | 133-12-F-3 | F1 | A1 | 2 | 2 | Vertical | AN | 133-12-F-3 | J6 | 36557 | Open Secondary(OS) | Duplex | 133-12-F-3 |  |  |  | AN |  | a221480958 | Landis | 60 | 6 | AWG | 0.5 | 6 | AWG | Single Phase | 124.7017 | 11.3028 | OBADO |  | 11.30282,124.70168
2026-01-29 | 16:03 | 133-12-F-3 | F1 | A1 | 2 | 2 | Vertical | AN | 133-12-F-3 | J6 | 36557 | Open Secondary(OS) | Duplex | 133-12-F-3 |  |  |  | AN |  | 201900039846 | Intec | 100 | 6 | AWG | 0.5 | 6 | AWG | Single Phase | 124.7016 | 11.303 | OBADO |  | 11.30296,124.70164
2026-01-29 | 16:03 | 133-12-F-3 | F1 | A1 | 2 | 2 | Vertical | AN | 133-12-F-3 | J6 | 36557 | Open Secondary(OS) | Duplex | 133-12-F-3 |  |  |  | AN |  | 201900065854 | Intec | 100 | 6 | AWG | 0.5 | 6 | AWG | Single Phase | 124.7016 | 11.303 | OBADO |  | 11.30296,124.70164
2026-01-29 | 16:07 | 133-12-G | F1 | A1 | 2 | 2 | Vertical | AN | 133-12-G | J6 | 36557 | Open Secondary(OS) | Duplex | 133-12-F-3 |  |  |  | AN |  |  |  |  | 6 | AWG | 0.5 | 6 | AWG | Single Phase | 124.7016 | 11.303 | OBADO |  | 11.30296,124.70164
2026-01-29 | 16:08 | 133-12-G | F1 | A1 | 2 | 2 | Vertical | AN | 133-12-G | J5 | 36557 | Under Built(UB) | Duplex | 133-12-G |  |  |  | AN |  |  |  |  | 6 | AWG | 0.5 | 6 | AWG | Single Phase | 124.7017 | 11.3045 | OBADO |  | 11.30446,124.70167
2026-01-29 | 16:08 | 133-12-G | F1 | A1 | 2 | 2 | Vertical | AN | 133-12-G | J5 | 36557 | Under Built(UB) | Duplex | 133-12-G |  |  |  | AN |  | 202501001231 | Intec | 30 | 6 | AWG | 0.5 | 6 | AWG | Single Phase | 124.7017 | 11.3045 | OBADO |  | 11.30446,124.70167
2026-01-29 | 16:08 | 133-12-G | F1 | A1 | 2 | 2 | Vertical | AN | 133-12-G | J5 | 36557 | Under Built(UB) | Duplex | 133-12-G |  |  |  | AN |  | a391083982 | Landis | 30 | 6 | AWG | 0.5 | 6 | AWG | Single Phase | 124.7017 | 11.3045 | OBADO |  | 11.30446,124.70167
2026-01-29 | 16:09 | 133-12-G | F1 | A1 | 2 | 2 | Vertical | AN | 133-12-G | J5 | 36557 | Under Built(UB) | Duplex | 133-12-G |  |  |  | AN |  | a391084296 | Landis | 30 | 6 | AWG | 0.5 | 6 | AWG | Single Phase | 124.7017 | 11.3045 | OBADO |  | 11.30446,124.70167
2026-01-29 | 16:09 | 133-12-G | F1 | A1 | 2 | 2 | Vertical | AN | 133-12-G | J5 | 36557 | Under Built(UB) | Duplex | 133-12-G |  |  |  | AN |  | a361187410 | Landis | 30 | 6 | AWG | 0.5 | 6 | AWG | Single Phase | 124.7017 | 11.3045 | OBADO |  | 11.30446,124.70167
2026-01-29 | 16:09 | 133-12-G | F1 | A1 | 2 | 2 | Vertical | AN | 133-12-G | J5 | 36557 | Under Built(UB) | Duplex | 133-12-G |  |  |  | AN |  | a151535476 | Landis | 60 | 6 | AWG | 0.5 | 6 | AWG | Single Phase | 124.7017 | 11.3045 | OBADO |  | 11.30446,124.70167
2026-01-29 | 16:16 | 133-12-H | F1 | A6 | 2 | 2 | Vertical | AN | 133-12-H | J5 | 36557 | Under Built(UB) | Duplex | 133-12-G |  |  |  | AN |  |  |  |  | 6 | AWG | 0.5 | 6 | AWG | Single Phase | 124.7015 | 11.3044 | OBADO |  | 11.30437,124.70151
2026-01-29 | 16:17 | 133-12-H | F1 | A6 | 2 | 2 | Vertical | AN | 133-12-H | J5 | 36557 | Under Built(UB) | Duplex | 133-12-H |  |  |  | AN |  |  |  |  | 6 | AWG | 0.5 | 6 | AWG | Single Phase | 124.7015 | 11.3044 | OBADO |  | 11.30437,124.70151
2026-01-29 | 16:17 | 133-12-H | F1 | A6 | 2 | 2 | Vertical | AN | 133-12-H | J5 | 36557 | Under Built(UB) | Duplex | 133-12-H | 25 | Sole | 133-12-H | AN | No |  |  |  | 6 | AWG | 0.5 | 6 | AWG | Single Phase | 124.7015 | 11.3044 | OBADO |  | 11.30437,124.70151
2026-01-29 | 16:18 | 133-12-H | F1 | A6 | 2 | 2 | Vertical | AN | 133-12-H | J5 | 36557 | Under Built(UB) | Duplex | 133-12-H | 25 | Sole | 133-12-H | AN | No | a361187315 | Landis | 30 | 6 | AWG | 0.5 | 6 | AWG | Single Phase | 124.7015 | 11.3044 | OBADO |  | 11.30437,124.70151
2026-01-29 | 16:18 | 133-12-H | F1 | A6 | 2 | 2 | Vertical | AN | 133-12-H | J5 | 36557 | Under Built(UB) | Duplex | 133-12-H | 25 | Sole | 133-12-H | AN | No | 202400086897 | Intec | 60 | 6 | AWG | 0.5 | 6 | AWG | Single Phase | 124.7015 | 11.3044 | OBADO |  | 11.30437,124.70151
2026-01-29 | 16:18 | 133-12-H | F1 | A6 | 2 | 2 | Vertical | AN | 133-12-H | J5 | 36557 | Under Built(UB) | Duplex | 133-12-H | 25 | Sole | 133-12-H | AN | No | a361187298 | Landis | 60 | 6 | AWG | 0.5 | 6 | AWG | Single Phase | 124.7015 | 11.3044 | OBADO |  | 11.30437,124.70151
2026-01-29 | 16:18 | 133-12-H | F1 | A6 | 2 | 2 | Vertical | AN | 133-12-H | J5 | 36557 | Under Built(UB) | Duplex | 133-12-H | 25 | Sole | 133-12-H | AN | No | a361187321 | Landis | 60 | 6 | AWG | 0.5 | 6 | AWG | Single Phase | 124.7015 | 11.3044 | OBADO |  | 11.30437,124.70151
2026-01-29 | 16:19 | 133-12-H | F1 | A6 | 2 | 2 | Vertical | AN | 133-12-H | J5 | 36557 | Under Built(UB) | Duplex | 133-12-H | 25 | Sole | 133-12-H | AN | No | a361187340 | Landis | 30 | 6 | AWG | 0.5 | 6 | AWG | Single Phase | 124.7015 | 11.3044 | OBADO |  | 11.30437,124.70151
2026-01-29 | 16:19 | 133-12-H | F1 | A6 | 2 | 2 | Vertical | AN | 133-12-H | J5 | 36557 | Under Built(UB) | Duplex | 133-12-H | 25 | Sole | 133-12-H | AN | No | 201900037306 | Intec | 60 | 6 | AWG | 0.5 | 6 | AWG | Single Phase | 124.7015 | 11.3044 | OBADO |  | 11.30437,124.70151
2026-01-29 | 16:23 | 133-12-I | F1 | A6 | 2 | 2 | Vertical | AN | 133-12-I | J5 | 36557 | Under Built(UB) | Duplex | 133-12-H | 25 | Sole | 133-12-H | AN | No |  |  |  | 6 | AWG | 0.5 | 6 | AWG | Single Phase | 124.7015 | 11.3044 | OBADO |  | 11.30437,124.70151
2026-01-29 | 16:23 | 133-12-I | F1 | A6 | 2 | 2 | Vertical | AN | 133-12-I | J5 | 36557 | Open Secondary(OS) | Duplex | 133-12-I | 25 | Sole | 133-12-H | AN | No |  |  |  | 6 | AWG | 0.5 | 6 | AWG | Single Phase | 124.7015 | 11.3044 | OBADO |  | 11.30437,124.70151
2026-01-29 | 16:23 | 133-12-I | F1 | A6 | 2 | 2 | Vertical | AN | 133-12-I | J5 | 36557 | Open Secondary(OS) | Duplex | 133-12-I | 25 | Sole | 133-12-H | AN | No | a361187305 | Landis | 30 | 6 | AWG | 0.5 | 6 | AWG | Single Phase | 124.7015 | 11.3044 | OBADO |  | 11.30437,124.70151
2026-01-29 | 16:23 | 133-12-I | F1 | A6 | 2 | 2 | Vertical | AN | 133-12-I | J5 | 36557 | Open Secondary(OS) | Duplex | 133-12-I | 25 | Sole | 133-12-H | AN | No | a361187306 | Landis | 30 | 6 | AWG | 0.5 | 6 | AWG | Single Phase | 124.7015 | 11.3044 | OBADO |  | 11.30437,124.70151
2026-01-29 | 16:24 | 133-12-I | F1 | A6 | 2 | 2 | Vertical | AN | 133-12-I | J5 | 36557 | Open Secondary(OS) | Duplex | 133-12-I | 25 | Sole | 133-12-H | AN | No | a361187308 | Landis | 30 | 6 | AWG | 0.5 | 6 | AWG | Single Phase | 124.7015 | 11.3044 | OBADO |  | 11.30437,124.70151
2026-01-29 | 16:24 | 133-12-I | F1 | A6 | 2 | 2 | Vertical | AN | 133-12-I | J5 | 36557 | Open Secondary(OS) | Duplex | 133-12-I | 25 | Sole | 133-12-H | AN | No | a361187313 | Landis | 60 | 6 | AWG | 0.5 | 6 | AWG | Single Phase | 124.7015 | 11.3044 | OBADO |  | 11.30437,124.70151
2026-01-29 | 16:24 | 133-12-I | F1 | A6 | 2 | 2 | Vertical | AN | 133-12-I | J5 | 36557 | Open Secondary(OS) | Duplex | 133-12-I | 25 | Sole | 133-12-H | AN | No | a361187300 | Landis | 60 | 6 | AWG | 0.5 | 6 | AWG | Single Phase | 124.7015 | 11.3044 | OBADO |  | 11.30437,124.70151
2026-01-29 | 16:24 | 133-12-I | F1 | A6 | 2 | 2 | Vertical | AN | 133-12-I | J5 | 36557 | Open Secondary(OS) | Duplex | 133-12-I | 25 | Sole | 133-12-H | AN | No | a361187295 | Landis | 60 | 6 | AWG | 0.5 | 6 | AWG | Single Phase | 124.7015 | 11.3044 | OBADO |  | 11.30437,124.70151
2026-01-29 | 16:24 | 133-12-I | F1 | A6 | 2 | 2 | Vertical | AN | 133-12-I | J5 | 36557 | Open Secondary(OS) | Duplex | 133-12-I | 25 | Sole | 133-12-H | AN | No | a361187299 | Landis | 60 | 6 | AWG | 0.5 | 6 | AWG | Single Phase | 124.7015 | 11.3044 | OBADO |  | 11.30437,124.70151
2026-01-29 | 16:24 | 133-12-I | F1 | A6 | 2 | 2 | Vertical | AN | 133-12-I | J5 | 36557 | Open Secondary(OS) | Duplex | 133-12-I | 25 | Sole | 133-12-H | AN | No | a361187294 | Landis | 60 | 6 | AWG | 0.5 | 6 | AWG | Single Phase | 124.7015 | 11.3044 | OBADO |  | 11.30437,124.70151
2026-01-29 | 16:24 | 133-12-I | F1 | A6 | 2 | 2 | Vertical | AN | 133-12-I | J5 | 36557 | Open Secondary(OS) | Duplex | 133-12-I | 25 | Sole | 133-12-H | AN | No | 202000116603 | Intec | 60 | 6 | AWG | 0.5 | 6 | AWG | Single Phase | 124.7015 | 11.3044 | OBADO |  | 11.30437,124.70151
2026-01-29 | 16:26 | 133-12-J | F1 | A6 | 2 | 2 | Vertical | AN | 133-12-J | J5 | 36557 | Open Secondary(OS) | Duplex | 133-12-I | 25 | Sole | 133-12-H | AN | No |  |  |  | 6 | AWG | 0.5 | 6 | AWG | Single Phase | 124.7015 | 11.3044 | OBADO |  | 11.30437,124.70151
2026-01-29 | 16:33 | 133-12-H-2 | F1 | A6 | 2 | 2 | Vertical | AN | 133-12-H-2 | J5 | 36557 | Open Secondary(OS) | Duplex | 133-12- |  |  |  | AN |  |  |  |  | 6 | AWG | 0.5 | 6 | AWG | Single Phase | 124.7015 | 11.3044 | OBADO |  | 11.30437,124.70151
2026-01-29 | 16:34 | 133-12-H-2 | F1 | A6 | 2 | 2 | Vertical | AN | 133-12-H-2 | J5 | 36557 | Open Secondary(OS) | Duplex | 133-12-H-2 |  |  |  | AN |  |  |  |  | 6 | AWG | 0.5 | 6 | AWG | Single Phase | 124.7015 | 11.3044 | OBADO |  | 11.30437,124.70151
2026-01-29 | 16:34 | 133-12-H-2 | F1 | A6 | 2 | 2 | Vertical | AN | 133-12-H-2 | J5 | 36557 | Open Secondary(OS) | Duplex | 133-12-H-2 |  |  |  | AN |  | 202400047779 | Intec | 60 | 6 | AWG | 0.5 | 6 | AWG | Single Phase | 124.7015 | 11.3044 | OBADO |  | 11.30437,124.70151
2026-01-29 | 16:34 | 133-12-H-2 | F1 | A6 | 2 | 2 | Vertical | AN | 133-12-H-2 | J5 | 36557 | Open Secondary(OS) | Duplex | 133-12-H-2 |  |  |  | AN |  | a281146590 | Landis | 60 | 6 | AWG | 0.5 | 6 | AWG | Single Phase | 124.7015 | 11.3044 | OBADO |  | 11.30437,124.70151
2026-01-29 | 16:35 | 133-12-H-2 | F1 | A6 | 2 | 2 | Vertical | AN | 133-12-H-2 | J5 | 36557 | Open Secondary(OS) | Duplex | 133-12-H-2 |  |  |  | AN |  | a091197285 | Landis | 60 | 6 | AWG | 0.5 | 6 | AWG | Single Phase | 124.7027 | 11.3051 | OBADO |  | 11.30506,124.70266
2026-01-29 | 16:36 | 133-12-H-3 | F1 | A6 | 2 | 2 | Vertical | AN | 133-12-H-3 | J5 | 36557 | Open Secondary(OS) | Duplex | 133-12-H-2 |  |  |  | AN |  |  |  |  | 6 | AWG | 0.5 | 6 | AWG | Single Phase | 124.7027 | 11.3051 | OBADO |  | 11.30506,124.70266
2026-01-29 | 16:36 | 133-12-H-3 | F1 | A6 | 2 | 2 | Vertical | AN | 133-12-H-3 | J5 | 36557 | Open Secondary(OS) | Duplex | 133-12-H-3 |  |  |  | AN |  |  |  |  | 6 | AWG | 0.5 | 6 | AWG | Single Phase | 124.7027 | 11.3051 | OBADO |  | 11.30506,124.70266
2026-01-29 | 16:36 | 133-12-H-3 | F1 | A6 | 2 | 2 | Vertical | AN | 133-12-H-3 | J5 | 36557 | Open Secondary(OS) | Duplex | 133-12-H-3 |  |  |  | AN |  | 201700023183 | Intec | 30 | 6 | AWG | 0.5 | 6 | AWG | Single Phase | 124.7027 | 11.3051 | OBADO |  | 11.30506,124.70266
2026-01-29 | 16:36 | 133-12-H-3 | F1 | A6 | 2 | 2 | Vertical | AN | 133-12-H-3 | J5 | 36557 | Open Secondary(OS) | Duplex | 133-12-H-3 |  |  |  | AN |  | a221479251 | Landis | 30 | 6 | AWG | 0.5 | 6 | AWG | Single Phase | 124.7027 | 11.3051 | OBADO |  | 11.30506,124.70266
2026-01-29 | 16:36 | 133-12-H-3 | F1 | A6 | 2 | 2 | Vertical | AN | 133-12-H-3 | J5 | 36557 | Open Secondary(OS) | Duplex | 133-12-H-3 |  |  |  | AN |  | SCL78742 | Landis | 30 | 6 | AWG | 0.5 | 6 | AWG | Single Phase | 124.7027 | 11.3051 | OBADO |  | 11.30506,124.70266
2026-01-29 | 16:36 | 133-12-H-3 | F1 | A6 | 2 | 2 | Vertical | AN | 133-12-H-3 | J5 | 36557 | Open Secondary(OS) | Duplex | 133-12-H-3 |  |  |  | AN |  | a281146597 | Landis | 30 | 6 | AWG | 0.5 | 6 | AWG | Single Phase | 124.7027 | 11.3051 | OBADO |  | 11.30506,124.70266
2026-01-29 | 16:37 | 133-12-H-3 | F1 | A6 | 2 | 2 | Vertical | AN | 133-12-H-3 | J5 | 36557 | Open Secondary(OS) | Duplex | 133-12-H-3 |  |  |  | AN |  | 201900037310 | Intec | 60 | 6 | AWG | 0.5 | 6 | AWG | Single Phase | 124.7027 | 11.3051 | OBADO |  | 11.30506,124.70266
2026-01-29 | 16:37 | 133-12-H-3 | F1 | A6 | 2 | 2 | Vertical | AN | 133-12-H-3 | J5 | 36557 | Open Secondary(OS) | Duplex | 133-12-H-3 |  |  |  | AN |  | a281146588 | Landis | 60 | 6 | AWG | 0.5 | 6 | AWG | Single Phase | 124.703 | 11.3049 | OBADO |  | 11.30487,124.70297
2026-01-29 | 16:37 | 133-12-H-3 | F1 | A6 | 2 | 2 | Vertical | AN | 133-12-H-3 | J5 | 36557 | Open Secondary(OS) | Duplex | 133-12-H-3 |  |  |  | AN |  | a101212042 | Landis | 60 | 6 | AWG | 0.5 | 6 | AWG | Single Phase | 124.703 | 11.3049 | OBADO |  | 11.30487,124.70297
2026-01-29 | 16:37 | 133-12-H-3 | F1 | A6 | 2 | 2 | Vertical | AN | 133-12-H-3 | J5 | 36557 | Open Secondary(OS) | Duplex | 133-12-H-3 |  |  |  | AN |  | a071014511 | Landis | 60 | 6 | AWG | 0.5 | 6 | AWG | Single Phase | 124.703 | 11.3049 | OBADO |  | 11.30487,124.70297
2026-01-29 | 16:38 | 133-12-H-3 | F1 | A6 | 2 | 2 | Vertical | AN | 133-12-H-3 | J5 | 36557 | Open Secondary(OS) | Duplex | 133-12-H-3 |  |  |  | AN |  | a151535822 | Landis | 60 | 6 | AWG | 0.5 | 6 | AWG | Single Phase | 124.703 | 11.3049 | OBADO |  | 11.30487,124.70297
2026-01-29 | 16:38 | 133-12-H-3 | F1 | A6 | 2 | 2 | Vertical | AN | 133-12-H-3 | J5 | 36557 | Open Secondary(OS) | Duplex | 133-12-H-3 |  |  |  | AN |  | 487702 | Intec | 60 | 6 | AWG | 0.5 | 6 | AWG | Single Phase | 124.703 | 11.3049 | OBADO |  | 11.30487,124.70297
2026-01-29 | 16:38 | 133-12-H-3 | F1 | A6 | 2 | 2 | Vertical | AN | 133-12-H-3 | J5 | 36557 | Open Secondary(OS) | Duplex | 133-12-H-3 |  |  |  | AN |  | 488307 | Intec | 60 | 6 | AWG | 0.5 | 6 | AWG | Single Phase | 124.7029 | 11.3049 | OBADO |  | 11.30491,124.70294
2026-01-29 | 16:39 | 133-12-H-4 | F1 | A6 | 2 | 2 | Vertical | AN | 133-12-H-4 | J5 | 36557 | Open Secondary(OS) | Duplex | 133-12-H-3 |  |  |  | AN |  |  |  |  | 6 | AWG | 0.5 | 6 | AWG | Single Phase | 124.7029 | 11.3049 | OBADO |  | 11.30491,124.70294
2026-01-29 | 16:39 | 133-12-H-4 | F1 | A6 | 2 | 2 | Vertical | AN | 133-12-H-4 | J5 | 36557 | Open Secondary(OS) | Duplex | 133-12-H-4 |  |  |  | AN |  |  |  |  | 6 | AWG | 0.5 | 6 | AWG | Single Phase | 124.7029 | 11.3049 | OBADO |  | 11.30491,124.70294
2026-01-29 | 16:39 | 133-12-H-4 | F1 | A6 | 2 | 2 | Vertical | AN | 133-12-H-4 | J5 | 36557 | Open Secondary(OS) | Duplex | 133-12-H-4 |  |  |  | AN |  | a171111981 | Landis | 30 | 6 | AWG | 0.5 | 6 | AWG | Single Phase | 124.7029 | 11.3049 | OBADO |  | 11.30491,124.70294
2026-01-29 | 16:39 | 133-12-H-4 | F1 | A6 | 2 | 2 | Vertical | AN | 133-12-H-4 | J5 | 36557 | Open Secondary(OS) | Duplex | 133-12-H-4 |  |  |  | AN |  | a281146593 | Landis | 60 | 6 | AWG | 0.5 | 6 | AWG | Single Phase | 124.7029 | 11.3049 | OBADO |  | 11.30491,124.70294
2026-01-29 | 16:40 | 133-12-H-4 | F1 | A6 | 2 | 2 | Vertical | AN | 133-12-H-4 | J5 | 36557 | Open Secondary(OS) | Duplex | 133-12-H-4 |  |  |  | AN |  | 22027373 | Electra | 30 | 6 | AWG | 0.5 | 6 | AWG | Single Phase | 124.7029 | 11.3049 | OBADO |  | 11.30491,124.70294
2026-01-29 | 16:40 | 133-12-H-4 | F1 | A6 | 2 | 2 | Vertical | AN | 133-12-H-4 | J5 | 36557 | Open Secondary(OS) | Duplex | 133-12-H-4 |  |  |  | AN |  | a221480668 | Landis | 60 | 6 | AWG | 0.5 | 6 | AWG | Single Phase | 124.7029 | 11.3049 | OBADO |  | 11.30491,124.70294
2026-01-29 | 16:40 | 133-12-H-4 | F1 | A6 | 2 | 2 | Vertical | AN | 133-12-H-4 | J5 | 36557 | Open Secondary(OS) | Duplex | 133-12-H-4 |  |  |  | AN |  | a221479249 | Landis | 60 | 6 | AWG | 0.5 | 6 | AWG | Single Phase | 124.7029 | 11.3049 | OBADO |  | 11.30491,124.70294
2026-01-29 | 16:40 | 133-12-H-4 | F1 | A6 | 2 | 2 | Vertical | AN | 133-12-H-4 | J5 | 36557 | Open Secondary(OS) | Duplex | 133-12-H-4 |  |  |  | AN |  | a411111292 | Landis | 60 | 6 | AWG | 0.5 | 6 | AWG | Single Phase | 124.7031 | 11.305 | OBADO |  | 11.30498,124.70315
2026-01-29 | 16:40 | 133-12-H-4 | F1 | A6 | 2 | 2 | Vertical | AN | 133-12-H-4 | J5 | 36557 | Open Secondary(OS) | Duplex | 133-12-H-4 |  |  |  | AN |  | 201900040711 | Intec | 60 | 6 | AWG | 0.5 | 6 | AWG | Single Phase | 124.7031 | 11.305 | OBADO |  | 11.30498,124.70315
2026-01-29 | 16:40 | 133-12-H-4 | F1 | A6 | 2 | 2 | Vertical | AN | 133-12-H-4 | J5 | 36557 | Open Secondary(OS) | Duplex | 133-12-H-4 |  |  |  | AN |  | a221479245 | Landis | 60 | 6 | AWG | 0.5 | 6 | AWG | Single Phase | 124.7031 | 11.305 | OBADO |  | 11.30498,124.70315
2026-01-29 | 16:41 | 133-12-H-4 | F1 | A6 | 2 | 2 | Vertical | AN | 133-12-H-4 | J5 | 36557 | Open Secondary(OS) | Duplex | 133-12-H-4 |  |  |  | AN |  | a221479244 | Landis |  | 6 | AWG | 0.5 | 6 | AWG | Single Phase | 124.7031 | 11.305 | OBADO |  | 11.30498,124.70315
2026-01-29 | 16:41 | 133-12-H-4 | F1 | A6 | 2 | 2 | Vertical | AN | 133-12-H-4 | J5 | 36557 | Open Secondary(OS) | Duplex | 133-12-H-4 |  |  |  | AN |  | a221480052 | Landis | 60 | 6 | AWG | 0.5 | 6 | AWG | Single Phase | 124.7031 | 11.305 | OBADO |  | 11.30498,124.70315
2026-01-29 | 16:41 | 133-12-H-4 | F1 | A6 | 2 | 2 | Vertical | AN | 133-12-H-4 | J5 | 36557 | Open Secondary(OS) | Duplex | 133-12-H-4 |  |  |  | AN |  | a281146587 | Landis | 60 | 6 | AWG | 0.5 | 6 | AWG | Single Phase | 124.7032 | 11.305 | OBADO |  | 11.30502,124.70322
2026-01-29 | 16:42 | 133-12-H-4 | F1 | A6 | 2 | 2 | Vertical | AN | 133-12-H-4 | J5 | 36557 | Open Secondary(OS) | Duplex | 133-12-H-4 |  |  |  | AN |  | 201900040712 | Intec | 60 | 6 | AWG | 0.5 | 6 | AWG | Single Phase | 124.7032 | 11.305 | OBADO |  | 11.30502,124.70322
2026-01-29 | 16:43 | 133-12-H-5 | F1 | A6 | 2 | 2 | Vertical | AN | 133-12-H-5 | J5 | 36557 | Open Secondary(OS) | Duplex | 133-12-H-4 |  |  |  | AN |  |  |  |  | 6 | AWG | 0.5 | 6 | AWG | Single Phase | 124.7032 | 11.305 | OBADO |  | 11.30502,124.70322
2026-01-29 | 16:43 | 133-12-H-5 | F1 | A6 | 2 | 2 | Vertical | AN | 133-12-H-5 | J6 | 36557 | Open Secondary(OS) | Duplex | 133-12-H-5 |  |  |  | AN |  |  |  |  | 6 | AWG | 0.5 | 6 | AWG | Single Phase | 124.7032 | 11.305 | OBADO |  | 11.30502,124.70322
2026-01-29 | 16:43 | 133-12-H-5 | F1 | A6 | 2 | 2 | Vertical | AN | 133-12-H-5 | J6 | 36557 | Open Secondary(OS) | Duplex | 133-12-H-5 |  |  |  | AN |  | a101212040 | Landis | 30 | 6 | AWG | 0.5 | 6 | AWG | Single Phase | 124.7032 | 11.3051 | OBADO |  | 11.30511,124.70321
2026-01-29 | 16:43 | 133-12-H-5 | F1 | A6 | 2 | 2 | Vertical | AN | 133-12-H-5 | J6 | 36557 | Open Secondary(OS) | Duplex | 133-12-H-5 |  |  |  | AN |  | a221462407 | Landis | 30 | 6 | AWG | 0.5 | 6 | AWG | Single Phase | 124.7032 | 11.3051 | OBADO |  | 11.30511,124.70321
2026-01-29 | 16:44 | 133-12-H-5 | F1 | A6 | 2 | 2 | Vertical | AN | 133-12-H-5 | J6 | 36557 | Open Secondary(OS) | Duplex | 133-12-H-5 |  |  |  | AN |  | a291457110 | Landis | 30 | 6 | AWG | 0.5 | 6 | AWG | Single Phase | 124.7032 | 11.3051 | OBADO |  | 11.30511,124.70321
2026-01-29 | 16:44 | 133-12-H-5 | F1 | A6 | 2 | 2 | Vertical | AN | 133-12-H-5 | J6 | 36557 | Open Secondary(OS) | Duplex | 133-12-H-5 |  |  |  | AN |  | a151535584 | Landis | 60 | 6 | AWG | 0.5 | 6 | AWG | Single Phase | 124.7032 | 11.3051 | OBADO |  | 11.30511,124.70321
2026-01-29 | 16:44 | 133-12-H-5 | F1 | A6 | 2 | 2 | Vertical | AN | 133-12-H-5 | J6 | 36557 | Open Secondary(OS) | Duplex | 133-12-H-5 |  |  |  | AN |  | 202000119036 | Intec | 60 | 6 | AWG | 0.5 | 6 | AWG | Single Phase | 124.7032 | 11.3051 | OBADO |  | 11.30511,124.70321
2026-01-29 | 16:44 | 133-12-H-5 | F1 | A6 | 2 | 2 | Vertical | AN | 133-12-H-5 | J6 | 36557 | Open Secondary(OS) | Duplex | 133-12-H-5 |  |  |  | AN |  | 202000119037 | Intec | 60 | 6 | AWG | 0.5 | 6 | AWG | Single Phase | 124.7032 | 11.3051 | OBADO |  | 11.30513,124.70325
2026-01-29 | 16:44 | 133-12-H-5 | F1 | A6 | 2 | 2 | Vertical | AN | 133-12-H-5 | J6 | 36557 | Open Secondary(OS) | Duplex | 133-12-H-5 |  |  |  | AN |  | a281146591 | Landis | 60 | 6 | AWG | 0.5 | 6 | AWG | Single Phase | 124.7032 | 11.3051 | OBADO |  | 11.30513,124.70325
2026-01-29 | 16:45 | 133-12-H-5 | F1 | A6 | 2 | 2 | Vertical | AN | 133-12-H-5 | J6 | 36557 | Open Secondary(OS) | Duplex | 133-12-H-5 |  |  |  | AN |  | a351060297 | Landis | 60 | 6 | AWG | 0.5 | 6 | AWG | Single Phase | 124.7032 | 11.3051 | OBADO |  | 11.30513,124.70325
2026-01-29 | 16:45 | 133-12-H-5 | F1 | A6 | 2 | 2 | Vertical | AN | 133-12-H-5 | J6 | 36557 | Open Secondary(OS) | Duplex | 133-12-H-5 |  |  |  | AN |  | a361187481 | Landis | 60 | 6 | AWG | 0.5 | 6 | AWG | Single Phase | 124.7032 | 11.3051 | OBADO |  | 11.30513,124.70325
2026-01-29 | 16:45 | 133-12-H-5 | F1 | A6 | 2 | 2 | Vertical | AN | 133-12-H-5 | J6 | 36557 | Open Secondary(OS) | Duplex | 133-12-H-5 |  |  |  | AN |  | a361187473 | Landis | 60 | 6 | AWG | 0.5 | 6 | AWG | Single Phase | 124.7032 | 11.3051 | OBADO |  | 11.30513,124.70325
2026-01-29 | 16:45 | 133-12-H-5 | F1 | A6 | 2 | 2 | Vertical | AN | 133-12-H-5 | J6 | 36557 | Open Secondary(OS) | Duplex | 133-12-H-5 |  |  |  | AN |  | a361187356 | Landis | 60 | 6 | AWG | 0.5 | 6 | AWG | Single Phase | 124.7032 | 11.3051 | OBADO |  | 11.30513,124.70325
2026-01-29 | 16:45 | 133-12-H-5 | F1 | A6 | 2 | 2 | Vertical | AN | 133-12-H-5 | J6 | 36557 | Open Secondary(OS) | Duplex | 133-12-H-5 |  |  |  | AN |  | a361187362 | Landis | 60 | 6 | AWG | 0.5 | 6 | AWG | Single Phase | 124.7033 | 11.3053 | OBADO |  | 11.30529,124.70327
2026-01-29 | 16:45 | 133-12-H-5 | F1 | A6 | 2 | 2 | Vertical | AN | 133-12-H-5 | J6 | 36557 | Open Secondary(OS) | Duplex | 133-12-H-5 |  |  |  | AN |  | a281146586 | Landis | 60 | 6 | AWG | 0.5 | 6 | AWG | Single Phase | 124.7033 | 11.3053 | OBADO |  | 11.30529,124.70327
2026-01-29 | 16:46 | 133-12-H-5 | F1 | A6 | 2 | 2 | Vertical | AN | 133-12-H-5 | J6 | 36557 | Open Secondary(OS) | Duplex | 133-12-H-5 |  |  |  | AN |  | 201900068963 | Intec | 60 | 6 | AWG | 0.5 | 6 | AWG | Single Phase | 124.7033 | 11.3053 | OBADO |  | 11.30529,124.70327
2026-01-29 | 16:47 | 133-12-H-5-A | F1 | A6 | 2 | 2 | Vertical | AN | 133-12-H-5-A | J6 | 36557 | Open Secondary(OS) | Duplex | 133-12-H-5 |  |  |  | AN |  |  |  |  | 6 | AWG | 0.5 | 6 | AWG | Single Phase | 124.7042 | 11.3054 | OBADO |  | 11.30543,124.70421
2026-01-29 | 16:47 | 133-12-H-5-A | F1 | A6 | 2 | 2 | Vertical | AN | 133-12-H-5-A | J6 | 36557 | Open Secondary(OS) | Duplex | 133-12-H-5-A |  |  |  | AN |  |  |  |  | 6 | AWG | 0.5 | 6 | AWG | Single Phase | 124.7042 | 11.3054 | OBADO |  | 11.30543,124.70421
2026-01-29 | 16:48 | 133-12-H-5-A | F1 | A6 | 2 | 2 | Vertical | AN | 133-12-H-5-A | J6 | 36557 | Open Secondary(OS) | Duplex | 133-12-H-5-A |  |  |  | AN |  | 201700021664 | Intec | 100 | 6 | AWG | 0.5 | 6 | AWG | Single Phase | 124.7042 | 11.3054 | OBADO |  | 11.30543,124.70421
2026-01-30 | 9:53 | 99-2 | F1 | B1 | 2 | 2 | Horizontal | BAN | 99-2 | [18 empty] | V Phase | 124.6874 | 11.2987 | OBADO |  | 11.2987,124.68744
2026-01-30 | 9:53 | 99-2 | F1 | B1 | 2 | 2 | Horizontal | BAN | 99-2 | J5 | 36557 | Under Built(UB) | Bare | 99-2 | [13 empty] | V Phase | 124.6873 | 11.2986 | OBADO |  | 11.29858,124.68732
2026-01-30 | 9:54 | 99-2 | F1 | B1 | 2 | 2 | Horizontal | BAN | 99-2 | J5 | 36557 | Under Built(UB) | Bare | 99-2 | [5 empty] | 201700020465 | Intec | 30 | 6 | AWG | 0.5 | 6 | AWG | V Phase | 124.6873 | 11.2986 | OBADO |  | 11.29858,124.68732
2026-01-30 | 9:54 | 99-2 | F1 | B1 | 2 | 2 | Horizontal | BAN | 99-2 | J5 | 36557 | Under Built(UB) | Bare | 99-2 | [5 empty] | a161464307 | Landis | 30 | 6 | AWG | 0.5 | 6 | AWG | V Phase | 124.6874 | 11.2986 | OBADO |  | 11.29863,124.6874
2026-01-30 | 9:54 | 99-2 | F1 | B1 | 2 | 2 | Horizontal | BAN | 99-2 | J5 | 36557 | Under Built(UB) | Bare | 99-2 | [5 empty] | a161464311 | Landis | 60 | 6 | AWG | 0.5 | 6 | AWG | V Phase | 124.6874 | 11.2986 | OBADO |  | 11.29863,124.6874
2026-01-30 | 9:55 | 99-2 | F1 | B1 | 2 | 2 | Horizontal | BAN | 99-2 | J5 | 36557 | Under Built(UB) | Bare | 99-2 | [5 empty] | a161464306 | Landis | 30 | 6 | AWG | 0.5 | 6 | AWG | V Phase | 124.6874 | 11.2986 | OBADO |  | 11.29863,124.6874
2026-01-30 | 9:55 | 99-2 | F1 | B1 | 2 | 2 | Horizontal | BAN | 99-2 | J5 | 36557 | Under Built(UB) | Bare | 99-2 | [5 empty] | a251260148 | Landis | 60 | 6 | AWG | 0.5 | 6 | AWG | V Phase | 124.6874 | 11.2986 | OBADO |  | 11.29863,124.6874
2026-01-30 | 9:55 | 99-2 | F1 | B1 | 2 | 2 | Horizontal | BAN | 99-2 | J5 | 36557 | Under Built(UB) | Bare | 99-2 | [5 empty] | a151535800 | Landis | 60 | 6 | AWG | 0.5 | 6 | AWG | V Phase | 124.6874 | 11.2986 | OBADO |  | 11.29863,124.6874
2026-01-30 | 9:57 | 99-2-a | F1 | B1 | 2 | 2 | Horizontal | BAN | 99-2-a | J5 | 36557 | Under Built(UB) | Bare | 99-2 | [8 empty] | 6 | AWG | 0.5 | 6 | AWG | V Phase | 124.6874 | 11.2988 | OBADO |  | 11.29878,124.68737
2026-01-30 | 9:57 | 99-2-a | F1 | B1 | 2 | 2 | Horizontal | BAN | 99-2-a | J6 | 36557 | Under Built(UB) | Bare | 99-2-a | [8 empty] | 6 | AWG | 0.5 | 6 | AWG | V Phase | 124.6874 | 11.2988 | OBADO |  | 11.29878,124.68737
2026-01-30 | 9:58 | 99-2-a | F1 | B1 | 2 | 2 | Horizontal | BAN | 99-2-a | J6 | 36557 | Under Built(UB) | Bare | 99-2-a | [5 empty] | 201900068877 | Intec | 60 | 6 | AWG | 0.5 | 6 | AWG | V Phase | 124.6874 | 11.2988 | OBADO |  | 11.29879,124.68737
2026-01-30 | 9:58 | 99-2-a | F1 | B1 | 2 | 2 | Horizontal | BAN | 99-2-a | J6 | 36557 | Under Built(UB) | Bare | 99-2-a | [5 empty] | 201900068880 | Intec | 60 | 6 | AWG | 0.5 | 6 | AWG | V Phase | 124.6874 | 11.2988 | OBADO |  | 11.29879,124.68737
2026-01-30 | 9:58 | 99-2-a | F1 | B1 | 2 | 2 | Horizontal | BAN | 99-2-a | J6 | 36557 | Under Built(UB) | Bare | 99-2-a | [5 empty] | 201900068874 | Intec | 60 | 6 | AWG | 0.5 | 6 | AWG | V Phase | 124.6874 | 11.2988 | OBADO |  | 11.29879,124.68737
2026-01-30 | 9:59 | 99-2-a | F1 | B1 | 2 | 2 | Horizontal | BAN | 99-2-a | J6 | 36557 | Under Built(UB) | Bare | 99-2-a | [5 empty] | 201900068876 | Intec | 30 | 6 | AWG | 0.5 | 6 | AWG | V Phase | 124.6874 | 11.2988 | OBADO |  | 11.29879,124.68737
2026-01-30 | 9:59 | 99-2-a | F1 | B1 | 2 | 2 | Horizontal | BAN | 99-2-a | J6 | 36557 | Under Built(UB) | Bare | 99-2-a | [5 empty] | 201900068879 | Intec | 60 | 6 | AWG | 0.5 | 6 | AWG | V Phase | 124.6874 | 11.2988 | OBADO |  | 11.29879,124.68737
2026-01-30 | 9:59 | 99-2-a | F1 | B1 | 2 | 2 | Horizontal | BAN | 99-2-a | J6 | 36557 | Under Built(UB) | Bare | 99-2-a | [5 empty] | 201900068881 | Intec | 60 | 6 | AWG | 0.5 | 6 | AWG | V Phase | 124.6874 | 11.2988 | OBADO |  | 11.29879,124.68737
2026-01-30 | 10:00 | 99-2-a | F1 | B1 | 2 | 2 | Horizontal | BAN | 99-2-a | J6 | 36557 | Under Built(UB) | Bare | 99-2-a | [5 empty] | 201900068882 | Intec | 60 | 6 | AWG | 0.5 | 6 | AWG | V Phase | 124.6874 | 11.2988 | OBADO |  | 11.29879,124.68737
2026-01-30 | 10:00 | 99-2-a | F1 | B1 | 2 | 2 | Horizontal | BAN | 99-2-a | J6 | 36557 | Under Built(UB) | Bare | 99-2-a | [5 empty] | 202501002666 | Techen | 60 | 6 | AWG | 0.5 | 6 | AWG | V Phase | 124.6874 | 11.2988 | OBADO |  | 11.29879,124.68737
2026-01-30 | 10:06 | 99-3 | F1 | B1 | 2 | 2 | Horizontal | BAN | 99-3 | J6 | 36557 | Under Built(UB) | Bare | 99-2-a | [8 empty] | 6 | AWG | 0.5 | 6 | AWG | V Phase | 124.6874 | 11.299 | OBADO |  | 11.29899,124.68737
2026-01-30 | 10:06 | 99-3 | F1 | B1 | 2 | 2 | Horizontal | BAN | 99-3 | J5 | 36557 | Under Built(UB) | Bare | 99-3 | [8 empty] | 6 | AWG | 0.5 | 6 | AWG | V Phase | 124.6874 | 11.299 | OBADO |  | 11.29899,124.68737
2026-01-30 | 10:07 | 99-3 | F1 | B1 | 2 | 2 | Horizontal | BAN | 99-3 | J5 | 36557 | Under Built(UB) | Bare | 99-3 | [5 empty] | 201800156957 | Intec | 60 | 6 | AWG | 0.5 | 6 | AWG | V Phase | 124.6874 | 11.299 | OBADO |  | 11.29899,124.68736
2026-01-30 | 10:07 | 99-3 | F1 | B1 | 2 | 2 | Horizontal | BAN | 99-3 | J5 | 36557 | Under Built(UB) | Bare | 99-3 | [5 empty] | a161464304 | Landis | 60 | 6 | AWG | 0.5 | 6 | AWG | V Phase | 124.6874 | 11.299 | OBADO |  | 11.29899,124.68736
2026-01-30 | 10:07 | 99-3 | F1 | B1 | 2 | 2 | Horizontal | BAN | 99-3 | J5 | 36557 | Under Built(UB) | Bare | 99-3 | [5 empty] | a161464309 | Landis | 30 | 6 | AWG | 0.5 | 6 | AWG | V Phase | 124.6874 | 11.299 | OBADO |  | 11.29899,124.68736
2026-01-30 | 10:07 | 99-3 | F1 | B1 | 2 | 2 | Horizontal | BAN | 99-3 | J5 | 36557 | Under Built(UB) | Bare | 99-3 | [5 empty] | a161464303 | Landis | 30 | 6 | AWG | 0.5 | 6 | AWG | V Phase | 124.6874 | 11.299 | OBADO |  | 11.29899,124.68736
2026-01-30 | 10:07 | 99-3 | F1 | B1 | 2 | 2 | Horizontal | BAN | 99-3 | J5 | 36557 | Under Built(UB) | Bare | 99-3 | [5 empty] | a161464308 | Landis | 30 | 6 | AWG | 0.5 | 6 | AWG | V Phase | 124.6874 | 11.299 | OBADO |  | 11.29899,124.68736
2026-01-30 | 10:08 | 99-3 | F1 | B1 | 2 | 2 | Horizontal | BAN | 99-3 | J5 | 36557 | Under Built(UB) | Bare | 99-3 | [5 empty] | a051310058 | Landis | 60 | 6 | AWG | 0.5 | 6 | AWG | V Phase | 124.6874 | 11.299 | OBADO |  | 11.29899,124.68736
2026-01-30 | 10:09 | 99-3 | F1 | B1 | 2 | 2 | Horizontal | BAN | 99-3 | J5 | 36557 | Under Built(UB) | Bare | 99-3 | 15 | Sole | 99-3 | CN | Yes |  |  |  | 6 | AWG | 0.5 | 6 | AWG | V Phase | 124.6874 | 11.299 | OBADO |  | 11.29899,124.68736
2026-01-30 | 10:09 | 99-3 | F1 | B1 | 2 | 2 | Horizontal | BAN | 99-3 | J5 | 36557 | Under Built(UB) | Bare | 99-3 | 15 | Sole | 99-3 | CN | Yes |  |  |  | 6 | AWG | 0.5 | 6 | AWG | V Phase | 124.6874 | 11.299 | OBADO |  | 11.29899,124.68736
2026-01-30 | 10:09 | 99-3 | F1 | B1 | 2 | 2 | Horizontal | BAN | 99-3 | J5 | 36557 | Under Built(UB) | Bare | 99-3 | 15 | Sole | 99-3 | CN | Yes |  |  |  | 6 | AWG | 0.5 | 6 | AWG | V Phase | 124.6874 | 11.299 | OBADO |  | 11.29899,124.68736
2026-01-30 | 10:12 | 99-4 | F6 | B1 | 2 | 2 | Horizontal | BAN | 99-4 | J5 | 36557 | Under Built(UB) | Bare | 99-3 | 15 | Sole | 99-3 | CN | Yes |  |  |  | 6 | AWG | 0.5 | 6 | AWG | V Phase | 124.6874 | 11.2991 | OBADO |  | 11.29907,124.68738
2026-01-30 | 10:12 | 99-4 | F6 | B1 | 2 | 2 | Horizontal | BAN | 99-4 | J6 | 36557 | Under Built(UB) | Bare | 99-4 |  |  |  | CN |  |  |  |  | 6 | AWG | 0.5 | 6 | AWG | V Phase | 124.6874 | 11.2991 | OBADO |  | 11.29907,124.68738
2026-01-30 | 10:13 | 99-4 | F6 | B1 | 2 | 2 | Horizontal | BAN | 99-4 | J6 | 36557 | Under Built(UB) | Bare | 99-4 |  |  |  | CN |  | 201400047498 | Intec | 60 | 6 | AWG | 0.5 | 6 | AWG | V Phase | 124.6874 | 11.2991 | OBADO |  | 11.29913,124.68738
2026-01-30 | 10:13 | 99-4 | F6 | B1 | 2 | 2 | Horizontal | BAN | 99-4 | J6 | 36557 | Under Built(UB) | Bare | 99-4 |  |  |  | CN |  | a081436107 | Landis | 30 | 6 | AWG | 0.5 | 6 | AWG | V Phase | 124.6874 | 11.2991 | OBADO |  | 11.29913,124.68738
2026-01-30 | 10:14 | 99-4-A | F6 | B1 | 2 | 2 | Horizontal | BAN | 99-4-A | J6 | 36557 | Under Built(UB) | Bare | 99-4 |  |  |  | CN |  |  |  |  | 6 | AWG | 0.5 | 6 | AWG | V Phase | 124.6874 | 11.2991 | OBADO |  | 11.29913,124.68738
2026-01-30 | 10:14 | 99-4-A | F6 | B1 | 2 | 2 | Horizontal | BAN | 99-4-A | J5 | 36557 | Under Built(UB) | Bare | 99-4-A |  |  |  | CN |  |  |  |  | 6 | AWG | 0.5 | 6 | AWG | V Phase | 124.6874 | 11.2991 | OBADO |  | 11.29913,124.68738
2026-01-30 | 10:15 | 99-4-A | F6 | B1 | 2 | 2 | Horizontal | BAN | 99-4-A | J5 | 36557 | Under Built(UB) | Bare | 99-4-A |  |  |  | CN |  | 202300204745 | Intec | 30 | 6 | AWG | 0.5 | 6 | AWG | V Phase | 124.6874 | 11.2992 | OBADO |  | 11.29916,124.68739
2026-01-30 | 10:15 | 99-4-A | F6 | B1 | 2 | 2 | Horizontal | BAN | 99-4-A | J5 | 36557 | Under Built(UB) | Bare | 99-4-A |  |  |  | CN |  | 201300204743 | Intec | 60 | 6 | AWG | 0.5 | 6 | AWG | V Phase | 124.6874 | 11.2992 | OBADO |  | 11.29916,124.68739
2026-01-30 | 10:15 | 99-4-A | F6 | B1 | 2 | 2 | Horizontal | BAN | 99-4-A | J5 | 36557 | Under Built(UB) | Bare | 99-4-A |  |  |  | CN |  | 202300204741 | Intec | 60 | 6 | AWG | 0.5 | 6 | AWG | V Phase | 124.6874 | 11.2992 | OBADO |  | 11.29916,124.68739
2026-01-30 | 10:16 | 99-4-A | F6 | B1 | 2 | 2 | Horizontal | BAN | 99-4-A | J5 | 36557 | Under Built(UB) | Bare | 99-4-A |  |  |  | CN |  | 202300204741 | Intec | 60 | 6 | AWG | 0.5 | 6 | AWG | V Phase | 124.6874 | 11.2992 | OBADO |  | 11.29916,124.68739
2026-01-30 | 10:16 | 99-4-A | F6 | B1 | 2 | 2 | Horizontal | BAN | 99-4-A | J5 | 36557 | Under Built(UB) | Bare | 99-4-A |  |  |  | CN |  | 202300204742 | Intec | 60 | 6 | AWG | 0.5 | 6 | AWG | V Phase | 124.6874 | 11.2992 | OBADO |  | 11.29916,124.68739
2026-01-30 | 10:16 | 99-4-A | F6 | B1 | 2 | 2 | Horizontal | BAN | 99-4-A | J5 | 36557 | Under Built(UB) | Bare | 99-4-A |  |  |  | CN |  | 202400048264 | Intec | 60 | 6 | AWG | 0.5 | 6 | AWG | V Phase | 124.6874 | 11.2992 | OBADO |  | 11.29916,124.68739
2026-01-30 | 10:16 | 99-4-A | F6 | B1 | 2 | 2 | Horizontal | BAN | 99-4-A | J5 | 36557 | Under Built(UB) | Bare | 99-4-A |  |  |  | CN |  | a151538961 | Landis | 30 | 6 | AWG | 0.5 | 6 | AWG | V Phase | 124.6874 | 11.2992 | OBADO |  | 11.29916,124.68739
2026-01-30 | 10:19 | 99-4-a | F6 | B1 | 2 | 2 | Horizontal | BAN | 99-4-a | J5 | 36557 | Under Built(UB) | Bare | 99-4-A |  |  |  | CN |  |  |  |  | 6 | AWG | 0.5 | 6 | AWG | V Phase | 124.6874 | 11.2992 | OBADO |  | 11.29916,124.68739
2026-01-30 | 10:19 | 99-4-a | F6 | B1 | 2 | 2 | Horizontal | BAN | 99-4-a | J6 | 36557 | Under Built(UB) | Bare | 99-4-a |  |  |  | CN |  |  |  |  | 6 | AWG | 0.5 | 6 | AWG | V Phase | 124.6874 | 11.2992 | OBADO |  | 11.29916,124.68739
2026-01-30 | 10:19 | 99-4-a | F6 | B1 | 2 | 2 | Horizontal | BAN | 99-4-a | J6 | 36557 | Under Built(UB) | Bare | 99-4-a |  |  |  | CN |  | 202200101607 | Intec | 60 | 6 | AWG | 0.5 | 6 | AWG | V Phase | 124.6874 | 11.2992 | OBADO |  | 11.29916,124.68739
2026-01-30 | 10:20 | 99-4-a | F6 | B1 | 2 | 2 | Horizontal | BAN | 99-4-a | J6 | 36557 | Under Built(UB) | Bare | 99-4-a |  |  |  | CN |  | 202100151388 | Intec | 30 | 6 | AWG | 0.5 | 6 | AWG | V Phase | 124.6874 | 11.2992 | OBADO |  | 11.29916,124.68739
2026-01-30 | 10:20 | 99-4-a | F6 | B1 | 2 | 2 | Horizontal | BAN | 99-4-a | J6 | 36557 | Under Built(UB) | Bare | 99-4-a |  |  |  | CN |  | 202100150419 | Intec | 30 | 6 | AWG | 0.5 | 6 | AWG | V Phase | 124.6874 | 11.2992 | OBADO |  | 11.29916,124.68739
2026-01-30 | 10:20 | 99-4-a | F6 | B1 | 2 | 2 | Horizontal | BAN | 99-4-a | J6 | 36557 | Under Built(UB) | Bare | 99-4-a |  |  |  | CN |  | a381110852 | Landis | 30 | 6 | AWG | 0.5 | 6 | AWG | V Phase | 124.6874 | 11.2992 | OBADO |  | 11.29916,124.68739
2026-01-30 | 10:21 | 99-4-a | F6 | B1 | 2 | 2 | Horizontal | BAN | 99-4-a | J6 | 36557 | Under Built(UB) | Bare | 99-4-a |  |  |  | CN |  | a381110851 | Landis | 60 | 6 | AWG | 0.5 | 6 | AWG | V Phase | 124.6873 | 11.2995 | OBADO |  | 11.29953,124.68726
2026-01-30 | 10:21 | 99-4-a | F6 | B1 | 2 | 2 | Horizontal | BAN | 99-4-a | J6 | 36557 | Under Built(UB) | Bare | 99-4-a |  |  |  | CN |  | a381110850 | Landis | 60 | 6 | AWG | 0.5 | 6 | AWG | V Phase | 124.6873 | 11.2995 | OBADO |  | 11.29953,124.68726
2026-01-30 | 10:21 | 99-4-a | F6 | B1 | 2 | 2 | Horizontal | BAN | 99-4-a | J6 | 36557 | Under Built(UB) | Bare | 99-4-a |  |  |  | CN |  | a381110849 | Landis | 30 | 6 | AWG | 0.5 | 6 | AWG | V Phase | 124.6873 | 11.2995 | OBADO |  | 11.29953,124.68726
2026-01-30 | 10:21 | 99-4-a | F6 | B1 | 2 | 2 | Horizontal | BAN | 99-4-a | J6 | 36557 | Under Built(UB) | Bare | 99-4-a |  |  |  | CN |  | a381110848 | Landis | 60 | 6 | AWG | 0.5 | 6 | AWG | V Phase | 124.6873 | 11.2995 | OBADO |  | 11.29953,124.68726
2026-01-30 | 10:21 | 99-4-a | F6 | B1 | 2 | 2 | Horizontal | BAN | 99-4-a | J6 | 36557 | Under Built(UB) | Bare | 99-4-a |  |  |  | CN |  | a381110847 | Landis | 60 | 6 | AWG | 0.5 | 6 | AWG | V Phase | 124.6873 | 11.2995 | OBADO |  | 11.29953,124.68726
2026-01-30 | 10:21 | 99-4-a | F6 | B1 | 2 | 2 | Horizontal | BAN | 99-4-a | J6 | 36557 | Under Built(UB) | Bare | 99-4-a |  |  |  | CN |  | a381110846 | Landis | 30 | 6 | AWG | 0.5 | 6 | AWG | V Phase | 124.6873 | 11.2995 | OBADO |  | 11.29953,124.68726
2026-01-30 | 10:22 | 99-4-a | F6 | B1 | 2 | 2 | Horizontal | BAN | 99-4-a | J6 | 36557 | Under Built(UB) | Bare | 99-4-a |  |  |  | CN |  | a381110846 | Landis | 60 | 6 | AWG | 0.5 | 6 | AWG | V Phase | 124.6873 | 11.2995 | OBADO |  | 11.29953,124.68726
2026-01-30 | 10:26 | 99-5 | F6 | B1 | 2 | 2 | Horizontal | BAN | 99-5 | [8 empty] | CN |  |  |  |  | 6 | AWG | 0.5 | 6 | AWG | V Phase | 124.6869 | 11.2999 | OBADO |  | 11.29987,124.68688
2026-01-30 | 10:26 | 99-5 | F6 | B1 | 2 | 2 | Horizontal | BAN | 99-5 | J5 | 36557 | Under Built(UB) | Bare | 99-5 |  |  |  | CN |  |  |  |  | 6 | AWG | 0.5 | 6 | AWG | V Phase | 124.6869 | 11.2999 | OBADO |  | 11.29987,124.68688
2026-01-30 | 10:27 | 99-5 | F6 | B1 | 2 | 2 | Horizontal | BAN | 99-5 | J5 | 36557 | Under Built(UB) | Bare | 99-5 |  |  |  | CN |  | 362956 |  | 30 | 6 | AWG | 0.5 | 6 | AWG | V Phase | 124.6869 | 11.2999 | OBADO |  | 11.29987,124.68688
2026-01-30 | 10:27 | 99-5 | F6 | B1 | 2 | 2 | Horizontal | BAN | 99-5 | J5 | 36557 | Under Built(UB) | Bare | 99-5 |  |  |  | CN |  | a291447397 | Landis | 60 | 6 | AWG | 0.5 | 6 | AWG | V Phase | 124.6869 | 11.2999 | OBADO |  | 11.29987,124.68688
2026-01-30 | 10:27 | 99-5 | F6 | B1 | 2 | 2 | Horizontal | BAN | 99-5 | J5 | 36557 | Under Built(UB) | Bare | 99-5 |  |  |  | CN |  | a291457397 | Landis | 60 | 6 | AWG | 0.5 | 6 | AWG | V Phase | 124.6869 | 11.2999 | OBADO |  | 11.29987,124.68688
2026-01-30 | 10:28 | 99-5 | F6 | B1 | 2 | 2 | Horizontal | BAN | 99-5 | J5 | 36557 | Under Built(UB) | Bare | 99-5 |  |  |  | CN |  | 2022001022341 | Intec | 30 | 6 | AWG | 0.5 | 6 | AWG | V Phase | 124.6869 | 11.2999 | OBADO |  | 11.29987,124.68688
2026-01-30 | 10:28 | 99-5 | F6 | B1 | 2 | 2 | Horizontal | BAN | 99-5 | J5 | 36557 | Under Built(UB) | Bare | 99-5 |  |  |  | CN |  | 201900068004 | Intec | 30 | 6 | AWG | 0.5 | 6 | AWG | V Phase | 124.6869 | 11.2999 | OBADO |  | 11.29987,124.68688
2026-01-30 | 10:28 | 99-5 | F6 | B1 | 2 | 2 | Horizontal | BAN | 99-5 | J5 | 36557 | Under Built(UB) | Bare | 99-5 |  |  |  | CN |  | 201700019838 | Intec | 60 | 6 | AWG | 0.5 | 6 | AWG | V Phase | 124.6869 | 11.2999 | OBADO |  | 11.29987,124.68688
2026-01-30 | 10:29 | 99-6 | F6 | B1 | 2 | 2 | Horizontal | BAN | 99-6 | J5 | 36557 | Under Built(UB) | Bare | 99-5 |  |  |  | CN |  |  |  |  | 6 | AWG | 0.5 | 6 | AWG | V Phase | 124.6877 | 11.2998 | OBADO |  | 11.29977,124.68774
2026-01-30 | 10:30 | 99-6 | F6 | B1 | 2 | 2 | Horizontal | BAN | 99-6 | J6 | 36557 | Under Built(UB) | Bare | 99-6 |  |  |  | CN |  |  |  |  | 6 | AWG | 0.5 | 6 | AWG | V Phase | 124.6877 | 11.3004 | OBADO |  | 11.30044,124.6877
2026-01-30 | 10:30 | 99-6 | F6 | B1 | 2 | 2 | Horizontal | BAN | 99-6 | J6 | 36557 | Under Built(UB) | Bare | 99-6 |  |  |  | CN | Yes |  |  |  | 6 | AWG | 0.5 | 6 | AWG | V Phase | 124.6877 | 11.3004 | OBADO |  | 11.30044,124.6877
2026-01-30 | 10:31 | 99-6 | F6 | B1 | 2 | 2 | Horizontal | BAN | 99-6 | J6 | 36557 | Under Built(UB) | Bare | 99-6 | 75 | Common | 99-6 | CN | Yes |  |  |  | 6 | AWG | 0.5 | 6 | AWG | V Phase | 124.6877 | 11.3004 | OBADO |  | 11.30044,124.6877
2026-01-30 | 10:31 | 99-6 | F6 | B1 | 2 | 2 | Horizontal | BAN | 99-6 | J6 | 36557 | Under Built(UB) | Bare | 99-6 | 75 | Common | 99-6 | CN | Yes | 202501003129 | Intec | 30 | 6 | AWG | 0.5 | 6 | AWG | V Phase | 124.6878 | 11.3004 | OBADO |  | 11.30042,124.68776
2026-01-30 | 10:32 | 99-6 | F6 | B1 | 2 | 2 | Horizontal | BAN | 99-6 | J6 | 36557 | Under Built(UB) | Bare | 99-6 | 75 | Common | 99-6 | CN | Yes | 201700022482 | Intec | 60 | 6 | AWG | 0.5 | 6 | AWG | V Phase | 124.6878 | 11.3004 | OBADO |  | 11.30042,124.68776
2026-01-30 | 10:32 | 99-6 | F6 | B1 | 2 | 2 | Horizontal | BAN | 99-6 | J6 | 36557 | Under Built(UB) | Bare | 99-6 | 75 | Common | 99-6 | CN | Yes | a071012081 | Landis | 60 | 6 | AWG | 0.5 | 6 | AWG | V Phase | 124.6878 | 11.3004 | OBADO |  | 11.30042,124.68776
2026-01-30 | 10:32 | 99-6 | F6 | B1 | 2 | 2 | Horizontal | BAN | 99-6 | J6 | 36557 | Under Built(UB) | Bare | 99-6 | 75 | Common | 99-6 | CN | Yes | a071012085 | Landis | 60 | 6 | AWG | 0.5 | 6 | AWG | V Phase | 124.6878 | 11.3004 | OBADO |  | 11.30042,124.68776
2026-01-30 | 10:32 | 99-6 | F6 | B1 | 2 | 2 | Horizontal | BAN | 99-6 | J6 | 36557 | Under Built(UB) | Bare | 99-6 | 75 | Common | 99-6 | CN | Yes | 202200099749 | Intec | 30 | 6 | AWG | 0.5 | 6 | AWG | V Phase | 124.6878 | 11.3004 | OBADO |  | 11.30042,124.68776
2026-01-30 | 10:33 | 99-6 | F6 | B1 | 2 | 2 | Horizontal | BAN | 99-6 | J6 | 36557 | Under Built(UB) | Bare | 99-6 | 75 | Common | 99-6 | CN | Yes | 202200099682 | Intec | 60 | 6 | AWG | 0.5 | 6 | AWG | V Phase | 124.6877 | 11.3005 | OBADO |  | 11.30048,124.68771
2026-01-30 | 10:33 | 99-6 | F6 | B1 | 2 | 2 | Horizontal | BAN | 99-6 | J6 | 36557 | Under Built(UB) | Bare | 99-6 | 75 | Common | 99-6 | CN | Yes | 201800156938 | Intec | 60 | 6 | AWG | 0.5 | 6 | AWG | V Phase | 124.6877 | 11.3005 | OBADO |  | 11.30048,124.68771
2026-01-30 | 10:33 | 99-6 | F6 | B1 | 2 | 2 | Horizontal | BAN | 99-6 | J6 | 36557 | Under Built(UB) | Bare | 99-6 | 75 | Common | 99-6 | CN | Yes | 201900065372 | Intec | 60 | 6 | AWG | 0.5 | 6 | AWG | V Phase | 124.6877 | 11.3005 | OBADO |  | 11.30048,124.68771
2026-01-30 | 10:33 | 99-6 | F6 | B1 | 2 | 2 | Horizontal | BAN | 99-6 | J6 | 36557 | Under Built(UB) | Bare | 99-6 | 75 | Common | 99-6 | CN | Yes | a071012082 | Landis | 60 | 6 | AWG | 0.5 | 6 | AWG | V Phase | 124.6877 | 11.3005 | OBADO |  | 11.30048,124.68771
2026-01-30 | 10:33 | 99-6 | F6 | B1 | 2 | 2 | Horizontal | BAN | 99-6 | J6 | 36557 | Under Built(UB) | Bare | 99-6 | 75 | Common | 99-6 | CN | Yes | a071012086 | Landis | 60 | 6 | AWG | 0.5 | 6 | AWG | V Phase | 124.6877 | 11.3005 | OBADO |  | 11.30048,124.68771
2026-01-30 | 10:33 | 99-6 | F6 | B1 | 2 | 2 | Horizontal | BAN | 99-6 | J6 | 36557 | Under Built(UB) | Bare | 99-6 | 75 | Common | 99-6 | CN | Yes | a071012077 | Landis | 60 | 6 | AWG | 0.5 | 6 | AWG | V Phase | 124.6877 | 11.3005 | OBADO |  | 11.30048,124.68771
2026-01-30 | 10:34 | 99-6 | F6 | B1 | 2 | 2 | Horizontal | BAN | 99-6 | J6 | 36557 | Under Built(UB) | Bare | 99-6 | 75 | Common | 99-6 | CN | Yes | a071013772 | Landis | 60 | 6 | AWG | 0.5 | 6 | AWG | V Phase | 124.6879 | 11.3002 | OBADO |  | 11.30024,124.68787
2026-01-30 | 10:34 | 99-6 | F6 | B1 | 2 | 2 | Horizontal | BAN | 99-6 | J6 | 36557 | Under Built(UB) | Bare | 99-6 | 75 | Common | 99-6 | CN | Yes | 90283472 | Techen | 60 | 6 | AWG | 0.5 | 6 | AWG | V Phase | 124.6879 | 11.3002 | OBADO |  | 11.30024,124.68787
2026-01-30 | 10:34 | 99-6 | F6 | B1 | 2 | 2 | Horizontal | BAN | 99-6 | J6 | 36557 | Under Built(UB) | Bare | 99-6 | 75 | Common | 99-6 | CN | Yes | SCL78866 | Landis | 60 | 6 | AWG | 0.5 | 6 | AWG | V Phase | 124.6879 | 11.3002 | OBADO |  | 11.30024,124.68787
2026-01-30 | 10:37 | 99-6-A | F6 | B1 | 2 | 2 | Horizontal | BAN | 99-6-A | [8 empty] | CN |  |  |  |  | 6 | AWG | 0.5 | 6 | AWG | V Phase | 124.6879 | 11.3002 | OBADO |  | 11.30024,124.68787
2026-01-30 | 10:38 | 99-6-A | F6 | B1 | 2 | 2 | Horizontal | BAN | 99-6-A | J5 | 36557 | Open Secondary(OS) | Duplex | 99-6-A |  |  |  | CN |  |  |  |  | 6 | AWG | 0.5 | 6 | AWG | V Phase | 124.6881 | 11.3004 | OBADO |  | 11.3004,124.68805
2026-01-30 | 10:38 | 99-6-A | F6 | B1 | 2 | 2 | Horizontal | BAN | 99-6-A | J5 | 36557 | Open Secondary(OS) | Duplex | 99-6-A |  |  |  | CN |  | a161464197 | Landis | 60 | 6 | AWG | 0.5 | 6 | AWG | V Phase | 124.6881 | 11.3004 | OBADO |  | 11.3004,124.68805
2026-01-30 | 10:38 | 99-6-A | F6 | B1 | 2 | 2 | Horizontal | BAN | 99-6-A | J5 | 36557 | Open Secondary(OS) | Duplex | 99-6-A |  |  |  | CN |  | a161464196 | Landis | 60 | 6 | AWG | 0.5 | 6 | AWG | V Phase | 124.6881 | 11.3004 | OBADO |  | 11.3004,124.68805
2026-01-30 | 10:39 | 99-6-A | F6 | B1 | 2 | 2 | Horizontal | BAN | 99-6-A | J5 | 36557 | Open Secondary(OS) | Duplex | 99-6-A |  |  |  | CN |  | a161464195 | Landis | 60 | 6 | AWG | 0.5 | 6 | AWG | V Phase | 124.6881 | 11.3004 | OBADO |  | 11.3004,124.68805
2026-01-30 | 10:39 | 99-6-A | F6 | B1 | 2 | 2 | Horizontal | BAN | 99-6-A | J5 | 36557 | Open Secondary(OS) | Duplex | 99-6-A |  |  |  | CN |  | a351390480 | Landis | 30 | 6 | AWG | 0.5 | 6 | AWG | V Phase | 124.6881 | 11.3002 | OBADO |  | 11.30017,124.68812
2026-01-30 | 10:39 | 99-6-A | F6 | B1 | 2 | 2 | Horizontal | BAN | 99-6-A | J5 | 36557 | Open Secondary(OS) | Duplex | 99-6-A |  |  |  | CN |  | 201900066842 | Intec | 60 | 6 | AWG | 0.5 | 6 | AWG | V Phase | 124.6881 | 11.3002 | OBADO |  | 11.30017,124.68812
2026-01-30 | 10:39 | 99-6-A | F6 | B1 | 2 | 2 | Horizontal | BAN | 99-6-A | J5 | 36557 | Open Secondary(OS) | Duplex | 99-6-A |  |  |  | CN |  | a221462290 | Landis | 60 | 6 | AWG | 0.5 | 6 | AWG | V Phase | 124.6881 | 11.3002 | OBADO |  | 11.30017,124.68812
2026-01-30 | 10:39 | 99-6-A | F6 | B1 | 2 | 2 | Horizontal | BAN | 99-6-A | J5 | 36557 | Open Secondary(OS) | Duplex | 99-6-A |  |  |  | CN |  | a221333051 | Landis | 60 | 6 | AWG | 0.5 | 6 | AWG | V Phase | 124.6881 | 11.3002 | OBADO |  | 11.30017,124.68812
2026-01-30 | 10:40 | 99-6-A | F6 | B1 | 2 | 2 | Horizontal | BAN | 99-6-A | J5 | 36557 | Open Secondary(OS) | Duplex | 99-6-A |  |  |  | CN |  | 431775 | Intec | 60 | 6 | AWG | 0.5 | 6 | AWG | V Phase | 124.6881 | 11.3002 | OBADO |  | 11.30017,124.68812
2026-01-30 | 10:40 | 99-6-A | F6 | B1 | 2 | 2 | Horizontal | BAN | 99-6-A | J5 | 36557 | Open Secondary(OS) | Duplex | 99-6-A |  |  |  | CN |  | 202200101603 | Intec | 60 | 6 | AWG | 0.5 | 6 | AWG | V Phase | 124.6881 | 11.3002 | OBADO |  | 11.30017,124.68812
2026-01-30 | 10:43 | 99-6-B | F6 | B1 | 2 | 2 | Horizontal | BAN | 99-6-B | J5 | 36557 | Open Secondary(OS) | Duplex | 99-6-A |  |  |  | CN |  |  |  |  | 6 | AWG | 0.5 | 6 | AWG | V Phase | 124.6884 | 11.3003 | OBADO |  | 11.30027,124.68842
2026-01-30 | 10:43 | 99-6-B | F6 | B1 | 2 | 2 | Horizontal | BAN | 99-6-B | J5 | 36557 | Open Secondary(OS) | Duplex | 99-6-B |  |  |  | CN |  |  |  |  | 6 | AWG | 0.5 | 6 | AWG | V Phase | 124.6884 | 11.3003 | OBADO |  | 11.30027,124.68842
2026-01-30 | 10:43 | 99-6-B | F6 | B1 | 2 | 2 | Horizontal | BAN | 99-6-B | J5 | 36557 | Open Secondary(OS) | Duplex | 99-6-B |  |  |  | CN |  | 202100151115 | Intec | 30 | 6 | AWG | 0.5 | 6 | AWG | V Phase | 124.6884 | 11.3003 | OBADO |  | 11.30027,124.68842
2026-01-30 | 10:43 | 99-6-B | F6 | B1 | 2 | 2 | Horizontal | BAN | 99-6-B | J5 | 36557 | Open Secondary(OS) | Duplex | 99-6-B |  |  |  | CN |  | a261453870 | Landis | 30 | 6 | AWG | 0.5 | 6 | AWG | V Phase | 124.6884 | 11.3003 | OBADO |  | 11.30027,124.68842
2026-01-30 | 10:44 | 99-6-B | F6 | B1 | 2 | 2 | Horizontal | BAN | 99-6-B | J5 | 36557 | Open Secondary(OS) | Duplex | 99-6-B |  |  |  | CN |  | 355062 | Intec | 30 | 6 | AWG | 0.5 | 6 | AWG | V Phase | 124.6884 | 11.3003 | OBADO |  | 11.30027,124.68842
2026-01-30 | 10:44 | 99-6-B | F6 | B1 | 2 | 2 | Horizontal | BAN | 99-6-B | J5 | 36557 | Open Secondary(OS) | Duplex | 99-6-B |  |  |  | CN |  | SCL77760 | Landis | 30 | 6 | AWG | 0.5 | 6 | AWG | V Phase | 124.6884 | 11.3003 | OBADO |  | 11.30027,124.68842
2026-01-30 | 10:44 | 99-6-B | F6 | B1 | 2 | 2 | Horizontal | BAN | 99-6-B | J5 | 36557 | Open Secondary(OS) | Duplex | 99-6-B |  |  |  | CN |  | a221480453 | Landis | 30 | 6 | AWG | 0.5 | 6 | AWG | V Phase | 124.6884 | 11.3003 | OBADO |  | 11.30027,124.68842
2026-01-30 | 10:44 | 99-6-B | F6 | B1 | 2 | 2 | Horizontal | BAN | 99-6-B | J5 | 36557 | Open Secondary(OS) | Duplex | 99-6-B |  |  |  | CN |  | SCL77471 | Landis | 60 | 6 | AWG | 0.5 | 6 | AWG | V Phase | 124.6884 | 11.3003 | OBADO |  | 11.30027,124.68842
2026-01-30 | 10:45 | 99-6-B | F6 | B1 | 2 | 2 | Horizontal | BAN | 99-6-B | J5 | 36557 | Open Secondary(OS) | Duplex | 99-6-B |  |  |  | CN |  | SCL77474 | Landis | 30 | 6 | AWG | 0.5 | 6 | AWG | V Phase | 124.6887 | 11.3003 | OBADO |  | 11.30029,124.68875
2026-01-30 | 10:45 | 99-6-B | F6 | B1 | 2 | 2 | Horizontal | BAN | 99-6-B | J5 | 36557 | Open Secondary(OS) | Duplex | 99-6-B |  |  |  | CN |  | SCL77475 | Landis |  | 6 | AWG | 0.5 | 6 | AWG | V Phase | 124.6887 | 11.3003 | OBADO |  | 11.30029,124.68875
2026-01-30 | 10:45 | 99-6-B | F6 | B1 | 2 | 2 | Horizontal | BAN | 99-6-B | J5 | 36557 | Open Secondary(OS) | Duplex | 99-6-B |  |  |  | CN |  | SCL77473 | Landis | 60 | 6 | AWG | 0.5 | 6 | AWG | V Phase | 124.6887 | 11.3003 | OBADO |  | 11.30029,124.68875
2026-01-30 | 10:45 | 99-6-B | F6 | B1 | 2 | 2 | Horizontal | BAN | 99-6-B | J5 | 36557 | Open Secondary(OS) | Duplex | 99-6-B |  |  |  | CN |  | SCL774344 | Landis | 60 | 6 | AWG | 0.5 | 6 | AWG | V Phase | 124.6887 | 11.3003 | OBADO |  | 11.30029,124.68875
2026-01-30 | 10:45 | 99-6-B | F6 | B1 | 2 | 2 | Horizontal | BAN | 99-6-B | J5 | 36557 | Open Secondary(OS) | Duplex | 99-6-B |  |  |  | CN |  | SCL77440 | Landis | 30 | 6 | AWG | 0.5 | 6 | AWG | V Phase | 124.6887 | 11.3003 | OBADO |  | 11.30029,124.68875
2026-01-30 | 10:45 | 99-6-B | F6 | B1 | 2 | 2 | Horizontal | BAN | 99-6-B | J5 | 36557 | Open Secondary(OS) | Duplex | 99-6-B |  |  |  | CN |  | SCL77435 | Landis | 60 | 6 | AWG | 0.5 | 6 | AWG | V Phase | 124.6887 | 11.3003 | OBADO |  | 11.30029,124.68875
2026-01-30 | 10:46 | 99-6-B | F6 | B1 | 2 | 2 | Horizontal | BAN | 99-6-B | J5 | 36557 | Open Secondary(OS) | Duplex | 99-6-B |  |  |  | CN |  | SCL77472 | Landis | 60 | 6 | AWG | 0.5 | 6 | AWG | V Phase | 124.6887 | 11.3003 | OBADO |  | 11.30029,124.68875
2026-01-30 | 10:47 | 99-6-B-a | F6 | B1 | 2 | 2 | Horizontal | BAN | 99-6-B-a | J5 | 36557 | Open Secondary(OS) | Duplex | 99-6-B |  |  |  | CN |  |  |  |  | 6 | AWG | 0.5 | 6 | AWG | V Phase | 124.6886 | 11.3 | OBADO |  | 11.29998,124.68856
2026-01-30 | 10:47 | 99-6-B-a | F6 | B1 | 2 | 2 | Horizontal | BAN | 99-6-B-a | J5 | 36557 | Open Secondary(OS) | Duplex | 99-6-B |  |  |  | CN |  |  |  |  | 6 | AWG | 0.5 | 6 | AWG | V Phase | 124.6885 | 11.3008 | OBADO |  | 11.30077,124.6885
2026-01-30 | 10:48 | 99-6-B-a | F6 | B1 | 2 | 2 | Horizontal | BAN | 99-6-B-a | J6 | 36557 | Open Secondary(OS) | Duplex | 99-6-B-a |  |  |  | CN |  |  |  |  | 6 | AWG | 0.5 | 6 | AWG | V Phase | 124.6885 | 11.3008 | OBADO |  | 11.30077,124.6885
2026-01-30 | 10:48 | 99-6-B-a | F6 | B1 | 2 | 2 | Horizontal | BAN | 99-6-B-a | J6 | 36557 | Open Secondary(OS) | Duplex | 99-6-B-a |  |  |  | CN |  | a381107753 | Landis | 30 | 6 | AWG | 0.5 | 6 | AWG | V Phase | 124.6885 | 11.3008 | OBADO |  | 11.30077,124.6885
2026-01-30 | 10:48 | 99-6-B-a | F6 | B1 | 2 | 2 | Horizontal | BAN | 99-6-B-a | J6 | 36557 | Open Secondary(OS) | Duplex | 99-6-B-a |  |  |  | CN |  | a381110950 | Landis | 30 | 6 | AWG | 0.5 | 6 | AWG | V Phase | 124.6885 | 11.3008 | OBADO |  | 11.30077,124.6885
2026-01-30 | 10:48 | 99-6-B-a | F6 | B1 | 2 | 2 | Horizontal | BAN | 99-6-B-a | J6 | 36557 | Open Secondary(OS) | Duplex | 99-6-B-a |  |  |  | CN |  | a151537486 | Landis | 60 | 6 | AWG | 0.5 | 6 | AWG | V Phase | 124.6885 | 11.3008 | OBADO |  | 11.30077,124.6885
2026-01-30 | 10:49 | 99-6-B-a | F6 | B1 | 2 | 2 | Horizontal | BAN | 99-6-B-a | J6 | 36557 | Open Secondary(OS) | Duplex | 99-6-B-a |  |  |  | CN |  | 201900068414 | Intec | 30 | 6 | AWG | 0.5 | 6 | AWG | V Phase | 124.6885 | 11.3008 | OBADO |  | 11.30077,124.6885
2026-01-30 | 10:49 | 99-6-B-a | F6 | B1 | 2 | 2 | Horizontal | BAN | 99-6-B-a | J6 | 36557 | Open Secondary(OS) | Duplex | 99-6-B-a |  |  |  | CN |  | 202400085358 | Intec | 60 | 6 | AWG | 0.5 | 6 | AWG | V Phase | 124.6885 | 11.3008 | OBADO |  | 11.30077,124.6885
2026-01-30 | 10:49 | 99-6-B-a | F6 | B1 | 2 | 2 | Horizontal | BAN | 99-6-B-a | J6 | 36557 | Open Secondary(OS) | Duplex | 99-6-B-a |  |  |  | CN |  | a391084494 | Landis | 30 | 6 | AWG | 0.5 | 6 | AWG | V Phase | 124.6885 | 11.3008 | OBADO |  | 11.30077,124.6885
2026-01-30 | 10:49 | 99-6-B-a | F6 | B1 | 2 | 2 | Horizontal | BAN | 99-6-B-a | J6 | 36557 | Open Secondary(OS) | Duplex | 99-6-B-a |  |  |  | CN |  | 391084487 | Landis | 30 | 6 | AWG | 0.5 | 6 | AWG | V Phase | 124.6885 | 11.3008 | OBADO |  | 11.30077,124.6885
2026-01-30 | 10:49 | 99-6-B-a | F6 | B1 | 2 | 2 | Horizontal | BAN | 99-6-B-a | J6 | 36557 | Open Secondary(OS) | Duplex | 99-6-B-a |  |  |  | CN |  | a351059171 | Landis | 30 | 6 | AWG | 0.5 | 6 | AWG | V Phase | 124.6885 | 11.3008 | OBADO |  | 11.30077,124.6885
2026-01-30 | 10:50 | 99-6-B-a | F6 | B1 | 2 | 2 | Horizontal | BAN | 99-6-B-a | J6 | 36557 | Open Secondary(OS) | Duplex | 99-6-B-a |  |  |  | CN |  | a101211635 | Landis | 30 | 6 | AWG | 0.5 | 6 | AWG | V Phase | 124.6885 | 11.3008 | OBADO |  | 11.30077,124.6885
2026-01-30 | 10:50 | 99-6-B-a | F6 | B1 | 2 | 2 | Horizontal | BAN | 99-6-B-a | J6 | 36557 | Open Secondary(OS) | Duplex | 99-6-B-a |  |  |  | CN |  | a101211636 | Landis | 30 | 6 | AWG | 0.5 | 6 | AWG | V Phase | 124.6885 | 11.3008 | OBADO |  | 11.30077,124.6885
2026-01-30 | 10:50 | 99-6-B-a | F6 | B1 | 2 | 2 | Horizontal | BAN | 99-6-B-a | J6 | 36557 | Open Secondary(OS) | Duplex | 99-6-B-a |  |  |  | CN |  | a101211591 | Landis | 60 | 6 | AWG | 0.5 | 6 | AWG | V Phase | 124.6885 | 11.3008 | OBADO |  | 11.30077,124.6885
2026-01-30 | 10:50 | 99-6-B-a | F6 | B1 | 2 | 2 | Horizontal | BAN | 99-6-B-a | J6 | 36557 | Open Secondary(OS) | Duplex | 99-6-B-a |  |  |  | CN |  | a101211590 | Landis | 30 | 6 | AWG | 0.5 | 6 | AWG | V Phase | 124.6885 | 11.3008 | OBADO |  | 11.30077,124.6885
2026-01-30 | 10:50 | 99-6-B-a | F6 | B1 | 2 | 2 | Horizontal | BAN | 99-6-B-a | J6 | 36557 | Open Secondary(OS) | Duplex | 99-6-B-a |  |  |  | CN |  | a101211592 | Landis | 30 | 6 | AWG | 0.5 | 6 | AWG | V Phase | 124.6885 | 11.3008 | OBADO |  | 11.30077,124.6885
2026-01-30 | 10:51 | 99-6-B-a | F6 | B1 | 2 | 2 | Horizontal | BAN | 99-6-B-a | J6 | 36557 | Open Secondary(OS) | Duplex | 99-6-B-a |  |  |  | CN |  | 202400047681 | Intec | 30 | 6 | AWG | 0.5 | 6 | AWG | V Phase | 124.6885 | 11.3008 | OBADO |  | 11.30077,124.6885
2026-01-30 | 10:51 | 99-6-B-a | F6 | B1 | 2 | 2 | Horizontal | BAN | 99-6-B-a | J6 | 36557 | Open Secondary(OS) | Duplex | 99-6-B-a |  |  |  | CN |  | 201700023200 | Intec | 30 | 6 | AWG | 0.5 | 6 | AWG | V Phase | 124.6885 | 11.3008 | OBADO |  | 11.30077,124.6885
2026-01-30 | 10:51 | 99-6-B-a | F6 | B1 | 2 | 2 | Horizontal | BAN | 99-6-B-a | J6 | 36557 | Open Secondary(OS) | Duplex | 99-6-B-a |  |  |  | CN |  | 201700024385 | Intec | 60 | 6 | AWG | 0.5 | 6 | AWG | V Phase | 124.6885 | 11.3008 | OBADO |  | 11.30077,124.6885
2026-01-30 | 10:55 | 99-6-a | F6 | B1 | 2 | 2 | Horizontal | CAN | 99-6-a | [8 empty] | CN |  |  |  |  | 6 | AWG | 0.5 | 6 | AWG | V Phase | 124.6876 | 11.3005 | OBADO |  | 11.30049,124.68762
2026-01-30 | 10:55 | 99-6-a | F6 | B1 | 2 | 2 | Horizontal | CAN | 99-6-a | J6 | 36557 | Open Secondary(OS) | Duplex | 99-6-a |  |  |  | CN |  |  |  |  | 6 | AWG | 0.5 | 6 | AWG | V Phase | 124.6876 | 11.3005 | OBADO |  | 11.30049,124.68762
2026-01-30 | 10:55 | 99-6-a | F6 | B1 | 2 | 2 | Horizontal | CAN | 99-6-a | J6 | 36557 | Open Secondary(OS) | Duplex | 99-6-a |  |  |  | CN |  | a261452762 | Landis | 30 | 6 | AWG | 0.5 | 6 | AWG | V Phase | 124.6876 | 11.3005 | OBADO |  | 11.30049,124.68762
2026-01-30 | 10:56 | 99-6-a | F6 | B1 | 2 | 2 | Horizontal | CAN | 99-6-a | J6 | 36557 | Open Secondary(OS) | Duplex | 99-6-a |  |  |  | CN |  | a161464202 | Landis | 30 | 6 | AWG | 0.5 | 6 | AWG | V Phase | 124.6876 | 11.3005 | OBADO |  | 11.30049,124.68762
2026-01-30 | 10:56 | 99-6-a | F6 | B1 | 2 | 2 | Horizontal | CAN | 99-6-a | J6 | 36557 | Open Secondary(OS) | Duplex | 99-6-a |  |  |  | CN |  | a221479536 | Landis | 30 | 6 | AWG | 0.5 | 6 | AWG | V Phase | 124.6876 | 11.3005 | OBADO |  | 11.30049,124.68762
2026-01-30 | 10:56 | 99-6-a | F6 | B1 | 2 | 2 | Horizontal | CAN | 99-6-a | J6 | 36557 | Open Secondary(OS) | Duplex | 99-6-a |  |  |  | CN |  | 90283796 | Techen | 30 | 6 | AWG | 0.5 | 6 | AWG | V Phase | 124.6867 | 11.301 | OBADO |  | 11.30098,124.68669
2026-01-30 | 10:56 | 99-6-a | F6 | B1 | 2 | 2 | Horizontal | CAN | 99-6-a | J6 | 36557 | Open Secondary(OS) | Duplex | 99-6-a |  |  |  | CN |  | 90283245 | Techen | 30 | 6 | AWG | 0.5 | 6 | AWG | V Phase | 124.6867 | 11.301 | OBADO |  | 11.30098,124.68669
2026-01-30 | 10:58 | 99-7 | F6 | B1 | 2 | 2 | Horizontal | CAN | 99-7 | J6 | 36557 | Open Secondary(OS) | Duplex | 99-6-a |  |  |  | CN |  |  |  |  | 6 | AWG | 0.5 | 6 | AWG | V Phase | 124.6867 | 11.301 | OBADO |  | 11.30098,124.68669
2026-01-30 | 10:59 | 99-7 | F6 | B1 | 2 | 2 | Horizontal | CAN | 99-7 | J5 | 36557 | Under Built(UB) | Duplex | 99-7 |  |  |  | CN |  |  |  |  | 6 | AWG | 0.5 | 6 | AWG | V Phase | 124.6867 | 11.301 | OBADO |  | 11.30098,124.68669
2026-01-30 | 10:59 | 99-7 | F6 | B1 | 2 | 2 | Horizontal | CAN | 99-7 | J5 | 36557 | Under Built(UB) | Duplex | 99-7 |  |  |  | CN |  | 202400314131 | Intec | 30 | 6 | AWG | 0.5 | 6 | AWG | V Phase | 124.6867 | 11.301 | OBADO |  | 11.30098,124.68669
2026-01-30 | 10:59 | 99-7 | F6 | B1 | 2 | 2 | Horizontal | CAN | 99-7 | J5 | 36557 | Under Built(UB) | Duplex | 99-7 |  |  |  | CN |  | a161464328 | Landis | 30 | 6 | AWG | 0.5 | 6 | AWG | V Phase | 124.6867 | 11.301 | OBADO |  | 11.30098,124.68669
2026-01-30 | 10:59 | 99-7 | F6 | B1 | 2 | 2 | Horizontal | CAN | 99-7 | J5 | 36557 | Under Built(UB) | Duplex | 99-7 |  |  |  | CN |  | a161464330 | Landis | 30 | 6 | AWG | 0.5 | 6 | AWG | V Phase | 124.6867 | 11.301 | OBADO |  | 11.30098,124.68669
2026-01-30 | 11:00 | 99-7 | F6 | B1 | 2 | 2 | Horizontal | CAN | 99-7 | J5 | 36557 | Under Built(UB) | Duplex | 99-7 |  |  |  | CN |  | a161464323 | Landis | 30 | 6 | AWG | 0.5 | 6 | AWG | V Phase | 124.6867 | 11.301 | OBADO |  | 11.30098,124.68669
2026-01-30 | 11:00 | 99-7 | F6 | B1 | 2 | 2 | Horizontal | CAN | 99-7 | J5 | 36557 | Under Built(UB) | Duplex | 99-7 |  |  |  | CN |  | a161464313 | Landis | 30 | 6 | AWG | 0.5 | 6 | AWG | V Phase | 124.6867 | 11.301 | OBADO |  | 11.30098,124.68669
2026-01-30 | 11:00 | 99-7 | F6 | B1 | 2 | 2 | Horizontal | CAN | 99-7 | J5 | 36557 | Under Built(UB) | Duplex | 99-7 |  |  |  | CN |  | a161464325 | Landis | 30 | 6 | AWG | 0.5 | 6 | AWG | V Phase | 124.6867 | 11.301 | OBADO |  | 11.30098,124.68669
2026-01-30 | 11:00 | 99-7 | F6 | B1 | 2 | 2 | Horizontal | CAN | 99-7 | J5 | 36557 | Under Built(UB) | Duplex | 99-7 |  |  |  | CN |  | a161464324 | Landis | 30 | 6 | AWG | 0.5 | 6 | AWG | V Phase | 124.6867 | 11.301 | OBADO |  | 11.30098,124.68669
2026-01-30 | 11:00 | 99-7 | F6 | B1 | 2 | 2 | Horizontal | CAN | 99-7 | J5 | 36557 | Under Built(UB) | Duplex | 99-7 |  |  |  | CN |  | 362430 |  | 60 | 6 | AWG | 0.5 | 6 | AWG | V Phase | 124.6867 | 11.301 | OBADO |  | 11.30098,124.68669
2026-01-30 | 11:01 | 99-7 | F6 | B1 | 2 | 2 | Horizontal | CAN | 99-7 | J5 | 36557 | Under Built(UB) | Duplex | 99-7 |  |  |  | CN |  | 202200102055 | Intec | 30 | 6 | AWG | 0.5 | 6 | AWG | V Phase | 124.6867 | 11.301 | OBADO |  | 11.30098,124.68669
2026-01-30 | 11:09 | 99-8 | F6 | B8 | 2 | 2 | Horizontal | CAN | 99-8 | [8 empty] | CN |  |  |  |  | 6 | AWG | 0.5 | 6 | AWG | V Phase | 124.6878 | 11.301 | OBADO |  | 11.30098,124.6878
2026-01-30 | 11:11 | 99-8 | F6 | B8 | 2 | 2 | Horizontal | CAN | 99-8 | J6 | 36557 | Under Built(UB) | Bare | 99-8 |  |  |  | CN |  |  |  |  | 6 | AWG | 0.5 | 6 | AWG | V Phase | 124.6877 | 11.3012 | OBADO |  | 11.30121,124.68771
2026-01-30 | 11:11 | 99-8 | F6 | B8 | 2 | 2 | Horizontal | CAN | 99-8 | J6 | 36557 | Under Built(UB) | Bare | 99-8 |  |  |  | CN |  | a390959822 | Landis | 30 | 6 | AWG | 0.5 | 6 | AWG | V Phase | 124.6877 | 11.3012 | OBADO |  | 11.30121,124.68771
2026-01-30 | 11:12 | 99-8 | F6 | B8 | 2 | 2 | Horizontal | CAN | 99-8 | J6 | 36557 | Under Built(UB) | Bare | 99-8 |  |  |  | CN |  | 201900040395 | Intec | 30 | 6 | AWG | 0.5 | 6 | AWG | V Phase | 124.6878 | 11.3011 | OBADO |  | 11.30111,124.68779
2026-01-30 | 11:12 | 99-8 | F6 | B8 | 2 | 2 | Horizontal | CAN | 99-8 | J6 | 36557 | Under Built(UB) | Bare | 99-8 |  |  |  | CN |  | a390931114 | Landis | 30 | 6 | AWG | 0.5 | 6 | AWG | V Phase | 124.6878 | 11.3011 | OBADO |  | 11.30111,124.68779
2026-01-30 | 11:12 | 99-8 | F6 | B8 | 2 | 2 | Horizontal | CAN | 99-8 | J6 | 36557 | Under Built(UB) | Bare | 99-8 |  |  |  | CN |  | a390929820 | Landis | 30 | 6 | AWG | 0.5 | 6 | AWG | V Phase | 124.6878 | 11.3011 | OBADO |  | 11.30111,124.68779
2026-01-30 | 11:12 | 99-8 | F6 | B8 | 2 | 2 | Horizontal | CAN | 99-8 | J6 | 36557 | Under Built(UB) | Bare | 99-8 |  |  |  | CN |  | 201900069200 | Intec | 60 | 6 | AWG | 0.5 | 6 | AWG | V Phase | 124.6878 | 11.3011 | OBADO |  | 11.30111,124.68779
2026-01-30 | 11:12 | 99-8 | F6 | B8 | 2 | 2 | Horizontal | CAN | 99-8 | J6 | 36557 | Under Built(UB) | Bare | 99-8 |  |  |  | CN |  | 201900065194 | Intec | 60 | 6 | AWG | 0.5 | 6 | AWG | V Phase | 124.6877 | 11.3011 | OBADO |  | 11.30114,124.68774
2026-01-30 | 11:13 | 99-8 | F6 | B8 | 2 | 2 | Horizontal | CAN | 99-8 | J6 | 36557 | Under Built(UB) | Bare | 99-8 |  |  |  | CN |  | a390931108 | Landis | 60 | 6 | AWG | 0.5 | 6 | AWG | V Phase | 124.6877 | 11.3011 | OBADO |  | 11.30114,124.68774
2026-01-30 | 11:13 | 99-8 | F6 | B8 | 2 | 2 | Horizontal | CAN | 99-8 | J6 | 36557 | Under Built(UB) | Bare | 99-8 |  |  |  | CN |  | 90283398 | Techen | 30 | 6 | AWG | 0.5 | 6 | AWG | V Phase | 124.6877 | 11.3011 | OBADO |  | 11.30114,124.68774
2026-01-30 | 11:13 | 99-8 | F6 | B8 | 2 | 2 | Horizontal | CAN | 99-8 | J6 | 36557 | Under Built(UB) | Bare | 99-8 |  |  |  | CN |  | a390929821 | Landis | 60 | 6 | AWG | 0.5 | 6 | AWG | V Phase | 124.6877 | 11.3011 | OBADO |  | 11.30114,124.68774
2026-01-30 | 11:13 | 99-8 | F6 | B8 | 2 | 2 | Horizontal | CAN | 99-8 | J6 | 36557 | Under Built(UB) | Bare | 99-8 |  |  |  | CN |  | 201700019835 | Intec | 60 | 6 | AWG | 0.5 | 6 | AWG | V Phase | 124.6877 | 11.3011 | OBADO |  | 11.30114,124.68774
2026-01-30 | 11:13 | 99-8 | F6 | B8 | 2 | 2 | Horizontal | CAN | 99-8 | J6 | 36557 | Under Built(UB) | Bare | 99-8 |  |  |  | CN |  | 202200103014 | Intec | 60 | 6 | AWG | 0.5 | 6 | AWG | V Phase | 124.6877 | 11.3011 | OBADO |  | 11.30114,124.68774
2026-01-30 | 11:33 | 99-9A | F6 | C14 | 2 | 2 | Horizontal | ABCN | 99-9A | [18 empty] | 3 Phase | 124.6885 | 11.301 | OBADO |  | 11.30102,124.68847
2026-01-30 | 11:35 | 99-9A | F6 | C14 | 2 | 2 | Horizontal | ABCN | 99-9A | J8 | 36557 | Under Built(UB) | Bare | 99-A | 50 | Sole | 99-A | AN | No | [8 empty] | 3 Phase | 124.6885 | 11.3011 | OBADO |  | 11.30113,124.68845
2026-01-30 | 11:36 | 99-9A | F6 | C14 | 2 | 2 | Horizontal | ABCN | 99-9A | J8 | 36557 | Under Built(UB) | Bare | 99-A | 50 | Sole | 99-A | AN | No | 800075599 | Aclara | 60 | 6 | AWG | 0.5 | 6 | AWG | 3 Phase | 124.6885 | 11.3011 | OBADO |  | 11.30113,124.68845
2026-01-30 | 11:36 | 99-9A | F6 | C14 | 2 | 2 | Horizontal | ABCN | 99-9A | J8 | 36557 | Under Built(UB) | Bare | 99-A | 37.5 | Sole | 99-A | AN | No |  |  |  | 6 | AWG | 0.5 | 6 | AWG | 3 Phase | 124.6884 | 11.3012 | OBADO |  | 11.30117,124.68841
2026-01-30 | 11:36 | 99-9A | F6 | C14 | 2 | 2 | Horizontal | ABCN | 99-9A | J8 | 36557 | Under Built(UB) | Bare | 99-A | 37.5 | Sole | 99-A | AN | No | 800026332 | Aclara | 60 | 6 | AWG | 0.5 | 6 | AWG | 3 Phase | 124.6884 | 11.3012 | OBADO |  | 11.30117,124.68841
2026-01-30 | 11:36 | 99-9A | F6 | C14 | 2 | 2 | Horizontal | ABCN | 99-9A | J8 | 36557 | Under Built(UB) | Bare | 99-A | 10 | Common | 99-A | AN | No |  |  |  | 6 | AWG | 0.5 | 6 | AWG | 3 Phase | 124.6884 | 11.3012 | OBADO |  | 11.30117,124.68841
2026-01-30 | 11:37 | 99-9A | F6 | C14 | 2 | 2 | Horizontal | ABCN | 99-9A | J8 | 36557 | Under Built(UB) | Bare | 99-A | 10 | Common | 99-A | AN | No | a351059502 | Landis | 30 | 6 | AWG | 0.5 | 6 | AWG | 3 Phase | 124.6884 | 11.3012 | OBADO |  | 11.30117,124.68841
2026-01-30 | 11:37 | 99-9A | F6 | C14 | 2 | 2 | Horizontal | ABCN | 99-9A | J8 | 36557 | Under Built(UB) | Bare | 99-A | 10 | Common | 99-A | AN | No | a161463489 | Landis | 60 | 6 | AWG | 0.5 | 6 | AWG | 3 Phase | 124.6884 | 11.3012 | OBADO |  | 11.30117,124.68841
2026-01-30 | 11:37 | 99-9A | F6 | C14 | 2 | 2 | Horizontal | ABCN | 99-9A | J8 | 36557 | Under Built(UB) | Bare | 99-A | 10 | Common | 99-A | AN | No | 201700022908 | Intec | 60 | 6 | AWG | 0.5 | 6 | AWG | 3 Phase | 124.6884 | 11.3012 | OBADO |  | 11.30117,124.68841
2026-01-30 | 11:37 | 99-9A | F6 | C14 | 2 | 2 | Horizontal | ABCN | 99-9A | J8 | 36557 | Under Built(UB) | Bare | 99-A | 10 | Common | 99-A | AN | No | 201900065382 | Intec | 60 | 6 | AWG | 0.5 | 6 | AWG | 3 Phase | 124.6884 | 11.3012 | OBADO |  | 11.30117,124.68841
2026-01-30 | 11:38 | 99-9A | F6 | C14 | 2 | 2 | Horizontal | ABCN | 99-9A | J8 | 36557 | Under Built(UB) | Bare | 99-A | 10 | Common | 99-A | AN | No | 202100043013 | Intec | 60 | 6 | AWG | 0.5 | 6 | AWG | 3 Phase | 124.6884 | 11.3012 | OBADO |  | 11.30117,124.68841
2026-01-30 | 11:38 | 99-9A | F6 | C14 | 2 | 2 | Horizontal | ABCN | 99-9A | J8 | 36557 | Under Built(UB) | Bare | 99-A | 10 | Common | 99-A | AN | No | 202300204682 | Intec | 30 | 6 | AWG | 0.5 | 6 | AWG | 3 Phase | 124.6884 | 11.3012 | OBADO |  | 11.30117,124.68841
2026-01-30 | 11:38 | 99-9A | F6 | C14 | 2 | 2 | Horizontal | ABCN | 99-9A | J8 | 36557 | Under Built(UB) | Bare | 99-A | 10 | Common | 99-A | AN | No | a081436806 | Landis | 60 | 6 | AWG | 0.5 | 6 | AWG | 3 Phase | 124.6884 | 11.3012 | OBADO |  | 11.30117,124.68841
2026-01-30 | 11:38 | 99-9A | F6 | C14 | 2 | 2 | Horizontal | ABCN | 99-9A | J8 | 36557 | Under Built(UB) | Bare | 99-A | 10 | Common | 99-A | AN | No | 201900065379 | Intec | 60 | 6 | AWG | 0.5 | 6 | AWG | 3 Phase | 124.6884 | 11.3012 | OBADO |  | 11.30117,124.68841
2026-01-30 | 11:38 | 99-9A | F6 | C14 | 2 | 2 | Horizontal | ABCN | 99-9A | J8 | 36557 | Under Built(UB) | Bare | 99-A | 10 | Common | 99-A | AN | No | 201900064336 | Intec | 30 | 6 | AWG | 0.5 | 6 | AWG | 3 Phase | 124.6884 | 11.3012 | OBADO |  | 11.30117,124.68841
2026-01-30 | 11:41 | 99-10B | F6 | A6 | 2 | 2 | Vertical | AN | 99-10A | J8 | 36557 | Under Built(UB) | Bare | 99-A |  |  |  | AN |  |  |  |  | 6 | AWG | 0.5 | 6 | AWG | Single Phase | 124.6885 | 11.3011 | OBADO |  | 11.30111,124.68847
2026-01-30 | 11:41 | 99-10B | F6 | A6 | 2 | 2 | Vertical | AN | 99-10A | J6 | 36557 | Under Built(UB) | Bare | 99-10B |  |  |  | AN |  |  |  |  | 6 | AWG | 0.5 | 6 | AWG | Single Phase | 124.6885 | 11.3011 | OBADO |  | 11.30106,124.68847
2026-01-30 | 11:42 | 99-10B | F6 | A6 | 2 | 2 | Vertical | AN | 99-10A | J6 | 36557 | Under Built(UB) | Bare | 99-10B | 50 | Sole | 99-10B | CN | Yes |  |  |  | 6 | AWG | 0.5 | 6 | AWG | Single Phase | 124.6885 | 11.3011 | OBADO |  | 11.30106,124.68847
2026-01-30 | 11:43 | 99-10B | F6 | A6 | 2 | 2 | Vertical | AN | 99-10A | J6 | 36557 | Under Built(UB) | Bare | 99-10B | 50 | Sole | 99-10B | CN | Yes | 800006479 | Aclara | 30 | 6 | AWG | 0.5 | 6 | AWG | Single Phase | 124.6885 | 11.3011 | OBADO |  | 11.30106,124.68847
2026-01-30 | 11:43 | 99-10B | F6 | A6 | 2 | 2 | Vertical | AN | 99-10A | J6 | 36557 | Under Built(UB) | Bare | 99-10B | 50 | Sole | 99-10B | CN | Yes | 800004041 | Aclara | 60 | 6 | AWG | 0.5 | 6 | AWG | Single Phase | 124.6885 | 11.3011 | OBADO |  | 11.30106,124.68847
2026-01-30 | 11:43 | 99-10B | F6 | A6 | 2 | 2 | Vertical | AN | 99-10A | J6 | 36557 | Under Built(UB) | Bare | 99-10B | 50 | Common | 99-10B | CN | Yes |  |  |  | 6 | AWG | 0.5 | 6 | AWG | Single Phase | 124.6885 | 11.3011 | OBADO |  | 11.30106,124.68847
2026-01-30 | 11:44 | 99-10B | F6 | A6 | 2 | 2 | Vertical | AN | 99-10A | J6 | 36557 | Under Built(UB) | Bare | 99-10B | 50 | Common | 99-10B | CN | Yes | a071013317 | Landis | 30 | 6 | AWG | 0.5 | 6 | AWG | Single Phase | 124.6885 | 11.3011 | OBADO |  | 11.30106,124.68847
2026-01-30 | 11:44 | 99-10B | F6 | A6 | 2 | 2 | Vertical | AN | 99-10A | J6 | 36557 | Under Built(UB) | Bare | 99-10B | 50 | Common | 99-10B | CN | Yes | a071013318 | Landis | 30 | 6 | AWG | 0.5 | 6 | AWG | Single Phase | 124.6885 | 11.3011 | OBADO |  | 11.30106,124.68847
2026-01-30 | 11:44 | 99-10B | F6 | A6 | 2 | 2 | Vertical | AN | 99-10A | J6 | 36557 | Under Built(UB) | Bare | 99-10B | 50 | Common | 99-10B | CN | Yes | a151537804 | Landis | 30 | 6 | AWG | 0.5 | 6 | AWG | Single Phase | 124.6885 | 11.3011 | OBADO |  | 11.30106,124.68847
2026-01-30 | 11:44 | 99-10B | F6 | A6 | 2 | 2 | Vertical | AN | 99-10A | J6 | 36557 | Under Built(UB) | Bare | 99-10B | 50 | Common | 99-10B | CN | Yes | a071012025 | Landis | 60 | 6 | AWG | 0.5 | 6 | AWG | Single Phase | 124.6885 | 11.3011 | OBADO |  | 11.30106,124.68847
2026-01-30 | 11:44 | 99-10B | F6 | A6 | 2 | 2 | Vertical | AN | 99-10A | J6 | 36557 | Under Built(UB) | Bare | 99-10B | 50 | Common | 99-10B | CN | Yes | a071012024 | Landis | 30 | 6 | AWG | 0.5 | 6 | AWG | Single Phase | 124.6885 | 11.3011 | OBADO |  | 11.30106,124.68847
2026-01-30 | 11:45 | 99-10B | F6 | A6 | 2 | 2 | Vertical | AN | 99-10A | J6 | 36557 | Under Built(UB) | Bare | 99-10B | 50 | Common | 99-10B | CN | Yes | 20234132 | Techen | 60 | 6 | AWG | 0.5 | 6 | AWG | Single Phase | 124.6885 | 11.3011 | OBADO |  | 11.30106,124.68847
2026-01-30 | 11:45 | 99-10B | F6 | A6 | 2 | 2 | Vertical | AN | 99-10A | J6 | 36557 | Under Built(UB) | Bare | 99-10B | 50 | Common | 99-10B | CN | Yes | a071013323 | Landis | 60 | 6 | AWG | 0.5 | 6 | AWG | Single Phase | 124.6885 | 11.3011 | OBADO |  | 11.30106,124.68847
2026-01-30 | 11:45 | 99-10B | F6 | A6 | 2 | 2 | Vertical | AN | 99-10A | J6 | 36557 | Under Built(UB) | Bare | 99-10B | 50 | Common | 99-10B | CN | Yes | 201700020242 | Intec | 30 | 6 | AWG | 0.5 | 6 | AWG | Single Phase | 124.6885 | 11.3011 | OBADO |  | 11.30106,124.68847
2026-01-30 | 11:45 | 99-10B | F6 | A6 | 2 | 2 | Vertical | AN | 99-10A | J6 | 36557 | Under Built(UB) | Bare | 99-10B | 50 | Common | 99-10B | CN | Yes | a151535768 | Landis | 60 | 6 | AWG | 0.5 | 6 | AWG | Single Phase | 124.6885 | 11.3011 | OBADO |  | 11.30106,124.68847
2026-01-30 | 11:46 | 99-10B | F6 | A6 | 2 | 2 | Vertical | AN | 99-10A | J6 | 36557 | Under Built(UB) | Bare | 99-10B | 50 | Common | 99-10B | CN | Yes | 202501001598 | Techen | 60 | 6 | AWG | 0.5 | 6 | AWG | Single Phase | 124.6885 | 11.3011 | OBADO |  | 11.30106,124.68847
2026-01-30 | 11:46 | 99-10B | F6 | A6 | 2 | 2 | Vertical | AN | 99-10A | J6 | 36557 | Under Built(UB) | Bare | 99-10B | 50 | Common | 99-10B | CN | Yes | 202501001585 | Techen | 60 | 6 | AWG | 0.5 | 6 | AWG | Single Phase | 124.6885 | 11.3011 | OBADO |  | 11.30106,124.68847
2026-01-30 | 11:46 | 99-10B | F6 | A6 | 2 | 2 | Vertical | AN | 99-10A | J6 | 36557 | Under Built(UB) | Bare | 99-10B | 50 | Common | 99-10B | CN | Yes | a071013322 | Landis | 60 | 6 | AWG | 0.5 | 6 | AWG | Single Phase | 124.6885 | 11.3011 | OBADO |  | 11.30106,124.68847
2026-01-30 | 11:46 | 99-10B | F6 | A6 | 2 | 2 | Vertical | AN | 99-10A | J6 | 36557 | Under Built(UB) | Bare | 99-10B | 50 | Common | 99-10B | CN | Yes | SCL77254 | Landis | 60 | 6 | AWG | 0.5 | 6 | AWG | Single Phase | 124.6885 | 11.3011 | OBADO |  | 11.30106,124.68847
2026-01-30 | 11:47 | 99-10B | F6 | A6 | 2 | 2 | Vertical | AN | 99-10A | J6 | 36557 | Under Built(UB) | Bare | 99-10B | 50 | Common | 99-10B | CN | Yes | 202400047332 | Intec | 60 | 6 | AWG | 0.5 | 6 | AWG | Single Phase | 124.6885 | 11.3011 | OBADO |  | 11.30106,124.68847
2026-01-30 | 11:47 | 99-10B | F6 | A6 | 2 | 2 | Vertical | AN | 99-10A | J6 | 36557 | Under Built(UB) | Bare | 99-10B | 50 | Common | 99-10B | CN | Yes | 202200102327 | Intec | 60 | 6 | AWG | 0.5 | 6 | AWG | Single Phase | 124.6885 | 11.3011 | OBADO |  | 11.30106,124.68847
2026-01-30 | 11:47 | 99-10B | F6 | A6 | 2 | 2 | Vertical | AN | 99-10A | J6 | 36557 | Under Built(UB) | Bare | 99-10B | 50 | Common | 99-10B | CN | Yes | a151538721 | Landis | 60 | 6 | AWG | 0.5 | 6 | AWG | Single Phase | 124.6885 | 11.3011 | OBADO |  | 11.30106,124.68847
2026-01-30 | 11:47 | 99-10B | F6 | A6 | 2 | 2 | Vertical | AN | 99-10A | J6 | 36557 | Under Built(UB) | Bare | 99-10B | 50 | Common | 99-10B | CN | Yes | 202400314592 | Intec | 60 | 6 | AWG | 0.5 | 6 | AWG | Single Phase | 124.6885 | 11.3011 | OBADO |  | 11.30106,124.68847
2026-01-30 | 11:49 | 99-10B-a | F6 | A6 | 2 | 2 | Vertical | AN | 99-10A-a | J6 | 36557 | Under Built(UB) | Bare | 99-10B | 50 | Common | 99-10B | CN | Yes |  |  |  | 6 | AWG | 0.5 | 6 | AWG | Single Phase | 124.6885 | 11.3011 | OBADO |  | 11.30106,124.68847
2026-01-30 | 11:50 | 99-10B-a | F6 | A6 | 2 | 2 | Vertical | AN | 99-10A-a | J6 | 36557 | Open Secondary(OS) | Bare | 99-10B-a |  |  |  | CN |  |  |  |  | 6 | AWG | 0.5 | 6 | AWG | Single Phase | 124.6885 | 11.3011 | OBADO |  | 11.30106,124.68847
2026-01-30 | 11:50 | 99-10B-a | F6 | A6 | 2 | 2 | Vertical | AN | 99-10A-a | J6 | 36557 | Open Secondary(OS) | Bare | 99-10B-a |  |  |  | CN |  | 201900039969 | Intec | 30 | 6 | AWG | 0.5 | 6 | AWG | Single Phase | 124.6885 | 11.3011 | OBADO |  | 11.30106,124.68847
2026-01-30 | 11:50 | 99-10B-a | F6 | A6 | 2 | 2 | Vertical | AN | 99-10A-a | J6 | 36557 | Open Secondary(OS) | Bare | 99-10B-a |  |  |  | CN |  | 202400047682 | Intec | 30 | 6 | AWG | 0.5 | 6 | AWG | Single Phase | 124.6885 | 11.3011 | OBADO |  | 11.30106,124.68847
2026-01-30 | 11:51 | 99-10B-a | F6 | A6 | 2 | 2 | Vertical | AN | 99-10A-a | J6 | 36557 | Open Secondary(OS) | Bare | 99-10B-a |  |  |  | CN |  | 209NM076226 | GE | 30 | 6 | AWG | 0.5 | 6 | AWG | Single Phase | 124.6885 | 11.3017 | OBADO |  | 11.30167,124.68854
2026-01-30 | 11:51 | 99-10B-a | F6 | A6 | 2 | 2 | Vertical | AN | 99-10A-a | J6 | 36557 | Open Secondary(OS) | Bare | 99-10B-a |  |  |  | CN |  | 201700020234 | Intec | 30 | 6 | AWG | 0.5 | 6 | AWG | Single Phase | 124.6885 | 11.3017 | OBADO |  | 11.30167,124.68854
2026-01-30 | 11:51 | 99-10B-a | F6 | A6 | 2 | 2 | Vertical | AN | 99-10A-a | J6 | 36557 | Open Secondary(OS) | Bare | 99-10B-a |  |  |  | CN |  | a261452868 | Landis | 30 | 6 | AWG | 0.5 | 6 | AWG | Single Phase | 124.6885 | 11.3017 | OBADO |  | 11.30167,124.68854
2026-01-30 | 11:52 | 99-10B-a | F6 | A6 | 2 | 2 | Vertical | AN | 99-10A-a | J6 | 36557 | Open Secondary(OS) | Bare | 99-10B-a |  |  |  | CN |  | 0906-C002-3528 |  | 30 | 6 | AWG | 0.5 | 6 | AWG | Single Phase | 124.6891 | 11.3013 | OBADO |  | 11.3013,124.6891
2026-01-30 | 11:53 | 99-10B-a | F6 | A6 | 2 | 2 | Vertical | AN | 99-10A-a | J6 | 36557 | Open Secondary(OS) | Bare | 99-10B-a |  |  |  | CN |  | 20234102 | Techen | 30 | 6 | AWG | 0.5 | 6 | AWG | Single Phase | 124.6891 | 11.3013 | OBADO |  | 11.3013,124.6891
2026-01-30 | 11:53 | 99-10B-a | F6 | A6 | 2 | 2 | Vertical | AN | 99-10A-a | J6 | 36557 | Open Secondary(OS) | Bare | 99-10B-a |  |  |  | CN |  | a351059747 | Landis | 30 | 6 | AWG | 0.5 | 6 | AWG | Single Phase | 124.6891 | 11.3013 | OBADO |  | 11.3013,124.6891
2026-01-30 | 11:53 | 99-10B-a | F6 | A6 | 2 | 2 | Vertical | AN | 99-10A-a | J6 | 36557 | Open Secondary(OS) | Bare | 99-10B-a |  |  |  | CN |  | a251122231 | Landis | 30 | 6 | AWG | 0.5 | 6 | AWG | Single Phase | 124.6891 | 11.3013 | OBADO |  | 11.3013,124.6891
2026-01-30 | 11:53 | 99-10B-a | F6 | A6 | 2 | 2 | Vertical | AN | 99-10A-a | J6 | 36557 | Open Secondary(OS) | Bare | 99-10B-a |  |  |  | CN |  | a231076822 | Landis | 60 | 6 | AWG | 0.5 | 6 | AWG | Single Phase | 124.6891 | 11.3013 | OBADO |  | 11.3013,124.6891
2026-01-30 | 11:53 | 99-10B-a | F6 | A6 | 2 | 2 | Vertical | AN | 99-10A-a | J6 | 36557 | Open Secondary(OS) | Bare | 99-10B-a |  |  |  | CN |  | a381107726 | Landis | 60 | 6 | AWG | 0.5 | 6 | AWG | Single Phase | 124.6891 | 11.3013 | OBADO |  | 11.3013,124.6891
2026-01-30 | 11:54 | 99-10B-a | F6 | A6 | 2 | 2 | Vertical | AN | 99-10A-a | J6 | 36557 | Open Secondary(OS) | Bare | 99-10B-a |  |  |  | CN |  | a381107551 | Landis | 60 | 6 | AWG | 0.5 | 6 | AWG | Single Phase | 124.6891 | 11.3013 | OBADO |  | 11.3013,124.6891
2026-01-30 | 11:54 | 99-10B-a | F6 | A6 | 2 | 2 | Vertical | AN | 99-10A-a | J6 | 36557 | Open Secondary(OS) | Bare | 99-10B-a |  |  |  | CN |  | a241335382 | Landis | 60 | 6 | AWG | 0.5 | 6 | AWG | Single Phase | 124.6891 | 11.3013 | OBADO |  | 11.3013,124.6891
2026-01-30 | 11:54 | 99-10B-a | F6 | A6 | 2 | 2 | Vertical | AN | 99-10A-a | J6 | 36557 | Open Secondary(OS) | Bare | 99-10B-a |  |  |  | CN |  | a221331493 | Landis | 60 | 6 | AWG | 0.5 | 6 | AWG | Single Phase | 124.6891 | 11.3014 | OBADO |  | 11.3014,124.68914
2026-01-30 | 11:54 | 99-10B-a | F6 | A6 | 2 | 2 | Vertical | AN | 99-10A-a | J6 | 36557 | Open Secondary(OS) | Bare | 99-10B-a |  |  |  | CN |  | a261452133 | Landis | 60 | 6 | AWG | 0.5 | 6 | AWG | Single Phase | 124.6891 | 11.3014 | OBADO |  | 11.3014,124.68914
2026-01-30 | 11:54 | 99-10B-a | F6 | A6 | 2 | 2 | Vertical | AN | 99-10A-a | J6 | 36557 | Open Secondary(OS) | Bare | 99-10B-a |  |  |  | CN |  | a221462103 | Landis | 60 | 6 | AWG | 0.5 | 6 | AWG | Single Phase | 124.6891 | 11.3014 | OBADO |  | 11.3014,124.68914
2026-01-30 | 11:54 | 99-10B-a | F6 | A6 | 2 | 2 | Vertical | AN | 99-10A-a | J6 | 36557 | Open Secondary(OS) | Bare | 99-10B-a |  |  |  | CN |  | a221462101 | Landis | 60 | 6 | AWG | 0.5 | 6 | AWG | Single Phase | 124.6891 | 11.3014 | OBADO |  | 11.3014,124.68914
2026-01-30 | 11:55 | 99-10B-a | F6 | A6 | 2 | 2 | Vertical | AN | 99-10A-a | J6 | 36557 | Open Secondary(OS) | Bare | 99-10B-a |  |  |  | CN |  | a161463474 | Landis | 60 | 6 | AWG | 0.5 | 6 | AWG | Single Phase | 124.6891 | 11.3014 | OBADO |  | 11.3014,124.68914
2026-01-30 | 11:55 | 99-10B-a | F6 | A6 | 2 | 2 | Vertical | AN | 99-10A-a | J6 | 36557 | Open Secondary(OS) | Bare | 99-10B-a |  |  |  | CN |  | a291457560 | Landis | 60 | 6 | AWG | 0.5 | 6 | AWG | Single Phase | 124.6891 | 11.3014 | OBADO |  | 11.3014,124.68914
2026-01-30 | 11:55 | 99-10B-a | F6 | A6 | 2 | 2 | Vertical | AN | 99-10A-a | J6 | 36557 | Open Secondary(OS) | Bare | 99-10B-a |  |  |  | CN |  | a221462102 | Landis | 60 | 6 | AWG | 0.5 | 6 | AWG | Single Phase | 124.6891 | 11.3014 | OBADO |  | 11.3014,124.68914
2026-01-30 | 11:55 | 99-10B-a | F6 | A6 | 2 | 2 | Vertical | AN | 99-10A-a | J6 | 36557 | Open Secondary(OS) | Bare | 99-10B-a |  |  |  | CN |  | 201800158176 | Intec | 60 | 6 | AWG | 0.5 | 6 | AWG | Single Phase | 124.6891 | 11.3014 | OBADO |  | 11.3014,124.68914
2026-01-30 | 11:55 | 99-10B-a | F6 | A6 | 2 | 2 | Vertical | AN | 99-10A-a | J6 | 36557 | Open Secondary(OS) | Bare | 99-10B-a |  |  |  | CN |  | a151537209 | Landis | 60 | 6 | AWG | 0.5 | 6 | AWG | Single Phase | 124.6891 | 11.3014 | OBADO |  | 11.3014,124.68914
2026-01-30 | 11:55 | 99-10B-a | F6 | A6 | 2 | 2 | Vertical | AN | 99-10A-a | J6 | 36557 | Open Secondary(OS) | Bare | 99-10B-a |  |  |  | CN |  | a151536985 | Landis | 60 | 6 | AWG | 0.5 | 6 | AWG | Single Phase | 124.6885 | 11.3014 | OBADO |  | 11.30144,124.68853
2026-01-30 | 11:56 | 99-10B-a | F6 | A6 | 2 | 2 | Vertical | AN | 99-10A-a | J6 | 36557 | Open Secondary(OS) | Bare | 99-10B-a |  |  |  | CN |  | a381110587 | Landis | 60 | 6 | AWG | 0.5 | 6 | AWG | Single Phase | 124.6885 | 11.3014 | OBADO |  | 11.30144,124.68853
2026-01-30 | 11:56 | 99-10B-a | F6 | A6 | 2 | 2 | Vertical | AN | 99-10A-a | J6 | 36557 | Open Secondary(OS) | Bare | 99-10B-a |  |  |  | CN |  | a321246729 | Landis | 60 | 6 | AWG | 0.5 | 6 | AWG | Single Phase | 124.6885 | 11.3014 | OBADO |  | 11.30144,124.68853
2026-01-30 | 11:56 | 99-10B-a | F6 | A6 | 2 | 2 | Vertical | AN | 99-10A-a | J6 | 36557 | Open Secondary(OS) | Bare | 99-10B-a |  |  |  | CN |  | a321248739 | Landis | 60 | 6 | AWG | 0.5 | 6 | AWG | Single Phase | 124.6885 | 11.3014 | OBADO |  | 11.30144,124.68853
2026-01-30 | 11:56 | 99-10B-a | F6 | A6 | 2 | 2 | Vertical | AN | 99-10A-a | J6 | 36557 | Open Secondary(OS) | Bare | 99-10B-a |  |  |  | CN |  | 432591 | Intec | 60 | 6 | AWG | 0.5 | 6 | AWG | Single Phase | 124.6885 | 11.3014 | OBADO |  | 11.30144,124.68853
2026-01-30 | 11:56 | 99-10B-a | F6 | A6 | 2 | 2 | Vertical | AN | 99-10A-a | J6 | 36557 | Open Secondary(OS) | Bare | 99-10B-a |  |  |  | CN |  | 201700019745 | Intec | 60 | 6 | AWG | 0.5 | 6 | AWG | Single Phase | 124.6892 | 11.3011 | OBADO |  | 11.30115,124.6892
2026-01-30 | 13:05 | 99-8-a | F6 | A1 | 2 | 2 | Vertical | AN | 99-a | [18 empty] | Single Phase |  |  | OBADO |  | ,
2026-01-30 | 13:05 | 99-8-a | F6 | A1 | 2 | 2 | Vertical | AN | 99-a | [18 empty] | Single Phase |  |  | OBADO |  | ,
2026-01-30 | 13:06 | 99-8-a | F6 | A1 | 2 | 2 | Vertical | AN | 99-a | J5 | 36557 | Open Secondary(OS) | Bare | 99-8 | [13 empty] | Single Phase | 124.6873 | 11.3011 | OBADO |  | 11.30109,124.6873
2026-01-30 | 13:06 | 99-8-a | F6 | A1 | 2 | 2 | Vertical | AN | 99-a | J5 | 36557 | Open Secondary(OS) | Bare | 99-8 | 50 | Sole | 99-8-a | CN | No | [8 empty] | Single Phase | 124.6873 | 11.3011 | OBADO |  | 11.30109,124.6873
2026-01-30 | 13:07 | 99-8-a | F6 | A1 | 2 | 2 | Vertical | AN | 99-a | J5 | 36557 | Open Secondary(OS) | Bare | 99-8 | 50 | Sole | 99-8-a | CN | No | 800075598 | Aclara | 30 | 6 | AWG | 0.5 | 6 | AWG | Single Phase | 124.6873 | 11.3011 | OBADO |  | 11.30109,124.6873
2026-01-30 | 13:07 | 99-8-a | F6 | A1 | 2 | 2 | Vertical | AN | 99-a | J5 | 36557 | Open Secondary(OS) | Bare | 99-8 | 50 | Sole | 99-8-a | CN | No | a151538835 | Landis | 30 | 6 | AWG | 0.5 | 6 | AWG | Single Phase | 124.6873 | 11.3011 | OBADO |  | 11.30109,124.6873
2026-01-30 | 13:08 | 99-8-a | F6 | A1 | 2 | 2 | Vertical | AN | 99-a | J5 | 36557 | Open Secondary(OS) | Bare | 99-8 | 50 | Sole | 99-8-a | CN | No | 202300204886 | Intec | 30 | 6 | AWG | 0.5 | 6 | AWG | Single Phase | 124.6874 | 11.3 | OBADO |  | 11.29997,124.68739
2026-01-30 | 13:08 | 99-8-a | F6 | A1 | 2 | 2 | Vertical | AN | 99-a | J5 | 36557 | Open Secondary(OS) | Bare | 99-8 | 50 | Sole | 99-8-a | CN | No | 201700022800 | Intec | 30 | 6 | AWG | 0.5 | 6 | AWG | Single Phase | 124.6874 | 11.3 | OBADO |  | 11.29997,124.68739
2026-01-30 | 13:08 | 99-8-a | F6 | A1 | 2 | 2 | Vertical | AN | 99-a | J5 | 36557 | Open Secondary(OS) | Bare | 99-8 | 50 | Sole | 99-8-a | CN | No | 201900066451 | Intec | 30 | 6 | AWG | 0.5 | 6 | AWG | Single Phase | 124.6874 | 11.3 | OBADO |  | 11.29997,124.68739
2026-01-30 | 13:08 | 99-8-a | F6 | A1 | 2 | 2 | Vertical | AN | 99-a | J5 | 36557 | Open Secondary(OS) | Bare | 99-8 | 50 | Sole | 99-8-a | CN | No | 201900066450 | Intec | 30 | 6 | AWG | 0.5 | 6 | AWG | Single Phase | 124.6874 | 11.3 | OBADO |  | 11.29997,124.68739
2026-01-30 | 13:08 | 99-8-a | F6 | A1 | 2 | 2 | Vertical | AN | 99-a | J5 | 36557 | Open Secondary(OS) | Bare | 99-8 | 50 | Sole | 99-8-a | CN | No | 202300205316 | Intec | 30 | 6 | AWG | 0.5 | 6 | AWG | Single Phase | 124.6875 | 11.3019 | OBADO |  | 11.30194,124.68749
2026-01-30 | 13:09 | 99-8-a | F6 | A1 | 2 | 2 | Vertical | AN | 99-a | J5 | 36557 | Open Secondary(OS) | Bare | 99-8 | 50 | Sole | 99-8-a | CN | No | 201900037206 | Intec | 30 | 6 | AWG | 0.5 | 6 | AWG | Single Phase | 124.6875 | 11.3019 | OBADO |  | 11.30194,124.68749
2026-01-30 | 13:09 | 99-8-a | F6 | A1 | 2 | 2 | Vertical | AN | 99-a | J5 | 36557 | Open Secondary(OS) | Bare | 99-8 | 50 | Sole | 99-8-a | CN | No | a221474179 | Landis | 30 | 6 | AWG | 0.5 | 6 | AWG | Single Phase | 124.6875 | 11.3019 | OBADO |  | 11.30194,124.68749
2026-01-30 | 13:09 | 99-8-a | F6 | A1 | 2 | 2 | Vertical | AN | 99-a | J5 | 36557 | Open Secondary(OS) | Bare | 99-8 | 50 | Sole | 99-8-a | CN | No | a221479892 | Landis | 30 | 6 | AWG | 0.5 | 6 | AWG | Single Phase | 124.6875 | 11.3019 | OBADO |  | 11.30194,124.68749
2026-01-30 | 13:09 | 99-8-a | F6 | A1 | 2 | 2 | Vertical | AN | 99-a | J5 | 36557 | Open Secondary(OS) | Bare | 99-8 | 50 | Sole | 99-8-a | CN | No | a151537711 | Landis | 03 | 6 | AWG | 0.5 | 6 | AWG | Single Phase | 124.6875 | 11.3019 | OBADO |  | 11.30194,124.68749
2026-01-30 | 13:09 | 99-8-a | F6 | A1 | 2 | 2 | Vertical | AN | 99-a | J5 | 36557 | Open Secondary(OS) | Bare | 99-8 | 50 | Sole | 99-8-a | CN | No | a151537711 | Landis | 30 | 6 | AWG | 0.5 | 6 | AWG | Single Phase | 124.6875 | 11.3019 | OBADO |  | 11.30194,124.68749
2026-01-30 | 13:10 | 99-8-a | F6 | A1 | 2 | 2 | Vertical | AN | 99-a | J5 | 36557 | Open Secondary(OS) | Bare | 99-8 | 50 | Sole | 99-8-a | CN | No | a391084380 | Landis | 30 | 6 | AWG | 0.5 | 6 | AWG | Single Phase | 124.6875 | 11.3019 | OBADO |  | 11.30194,124.68749
2026-01-30 | 13:10 | 99-8-a | F6 | A1 | 2 | 2 | Vertical | AN | 99-a | J5 | 36557 | Open Secondary(OS) | Bare | 99-8 | 50 | Sole | 99-8-a | CN | No | a381107763 | Landis | 30 | 6 | AWG | 0.5 | 6 | AWG | Single Phase | 124.6875 | 11.3019 | OBADO |  | 11.30194,124.68749
2026-01-30 | 13:10 | 99-8-a | F6 | A1 | 2 | 2 | Vertical | AN | 99-a | J5 | 36557 | Open Secondary(OS) | Bare | 99-8 | 50 | Sole | 99-8-a | CN | No | a221479659 | Landis | 30 | 6 | AWG | 0.5 | 6 | AWG | Single Phase | 124.6875 | 11.3019 | OBADO |  | 11.30194,124.68749
2026-01-30 | 13:10 | 99-8-a | F6 | A1 | 2 | 2 | Vertical | AN | 99-a | J5 | 36557 | Open Secondary(OS) | Bare | 99-8 | 50 | Sole | 99-8-a | CN | No | a221479204 | Landis | 30 | 6 | AWG | 0.5 | 6 | AWG | Single Phase | 124.6875 | 11.3019 | OBADO |  | 11.30194,124.68749
2026-01-30 | 13:11 | 99-8-a | F6 | A1 | 2 | 2 | Vertical | AN | 99-a | J5 | 36557 | Open Secondary(OS) | Bare | 99-8 | 50 | Sole | 99-8-a | CN | No | a161463541 | Landis | 30 | 6 | AWG | 0.5 | 6 | AWG | Single Phase | 124.6875 | 11.3019 | OBADO |  | 11.30194,124.68749
2026-01-30 | 13:11 | 99-8-a | F6 | A1 | 2 | 2 | Vertical | AN | 99-a | J5 | 36557 | Open Secondary(OS) | Bare | 99-8 | 50 | Sole | 99-8-a | CN | No | a151538136 | Landis | 30 | 6 | AWG | 0.5 | 6 | AWG | Single Phase | 124.6875 | 11.3019 | OBADO |  | 11.30194,124.68749
2026-01-30 | 13:11 | 99-8-a | F6 | A1 | 2 | 2 | Vertical | AN | 99-a | J5 | 36557 | Open Secondary(OS) | Bare | 99-8 | 50 | Sole | 99-8-a | CN | No | a151535726 | Landis | 30 | 6 | AWG | 0.5 | 6 | AWG | Single Phase | 124.6875 | 11.3019 | OBADO |  | 11.30194,124.68749
2026-01-30 | 13:11 | 99-8-a | F6 | A1 | 2 | 2 | Vertical | AN | 99-a | J5 | 36557 | Open Secondary(OS) | Bare | 99-8 | 50 | Sole | 99-8-a | CN | No | 202501002749 | Techen | 30 | 6 | AWG | 0.5 | 6 | AWG | Single Phase | 124.6875 | 11.3019 | OBADO |  | 11.30194,124.68749
2026-01-30 | 13:13 | 99-8-b | F6 | A1 | 2 | 2 | Vertical | AN | 99-8-b | J5 | 36557 | Open Secondary(OS) | Bare | 99-8 | 50 | Sole | 99-8-a | CN | No |  |  |  | 6 | AWG | 0.5 | 6 | AWG | Single Phase | 124.6873 | 11.3007 | OBADO |  | 11.30066,124.68726
2026-01-30 | 13:14 | 99-8-b | F6 | A1 | 2 | 2 | Vertical | AN | 99-8-b | J5 | 36557 | Open Secondary(OS) | Bare | 99-8-b | 50 | Sole | 99-8-a | CN | No |  |  |  | 6 | AWG | 0.5 | 6 | AWG | Single Phase | 124.6873 | 11.3007 | OBADO |  | 11.30066,124.68726
2026-01-30 | 13:14 | 99-8-b | F6 | A1 | 2 | 2 | Vertical | AN | 99-8-b | J5 | 36557 | Open Secondary(OS) | Bare | 99-8-b | 25 | Sole | 99-8-b | AN | No |  |  |  | 6 | AWG | 0.5 | 6 | AWG | Single Phase | 124.6873 | 11.3007 | OBADO |  | 11.30066,124.68726
2026-01-30 | 13:14 | 99-8-b | F6 | A1 | 2 | 2 | Vertical | AN | 99-8-b | J5 | 36557 | Open Secondary(OS) | Bare | 99-8-b | 25 | Sole | 99-8-b | AN | No | 2XCNM130432 | GE | 60 | 6 | AWG | 0.5 | 6 | AWG | Single Phase | 124.687 | 11.3011 | OBADO |  | 11.3011,124.687
2026-01-30 | 13:15 | 99-8-b | F6 | A1 | 2 | 2 | Vertical | AN | 99-8-b | J5 | 36557 | Open Secondary(OS) | Bare | 99-8-b | 25 | Sole | 99-8-b | AN | No | 2VCNM106152 | GE | 60 | 6 | AWG | 0.5 | 6 | AWG | Single Phase | 124.687 | 11.3011 | OBADO |  | 11.3011,124.687
2026-01-30 | 13:16 | 99-8-b | F6 | A1 | 2 | 2 | Vertical | AN | 99-8-b | J5 | 36557 | Open Secondary(OS) | Bare | 99-8-b | 25 | Sole | 99-8-b | AN | No | 202000097062 |  |  | 6 | AWG | 0.5 | 6 | AWG | Single Phase | 124.6866 | 11.301 | OBADO |  | 11.30102,124.68661
2026-01-30 | 13:16 | 99-8-c | F6 | A1 | 2 | 2 | Vertical | AN | 99-8-c | J5 | 36557 | Open Secondary(OS) | Bare | 99-8-b | 25 | Sole | 99-8-b | AN | No |  |  |  | 6 | AWG | 0.5 | 6 | AWG | Single Phase | 124.6866 | 11.301 | OBADO |  | 11.30102,124.68661
2026-01-30 | 13:16 | 99-8-c | F6 | A1 | 2 | 2 | Vertical | AN | 99-8-c | J6 | 36557 | Open Secondary(OS) | Bare | 99-8-c | 25 | Sole | 99-8-b | AN | No |  |  |  | 6 | AWG | 0.5 | 6 | AWG | Single Phase | 124.6866 | 11.301 | OBADO |  | 11.30102,124.68661
2026-01-30 | 13:16 | 99-8-c | F6 | A1 | 2 | 2 | Vertical | AN | 99-8-c | J6 | 36557 | Open Secondary(OS) | Bare | 99-8-c |  |  |  | AN |  | SCL77355 | Landis | 30 | 6 | AWG | 0.5 | 6 | AWG | Single Phase | 124.6866 | 11.301 | OBADO |  | 11.30102,124.68661
2026-01-30 | 13:17 | 99-8-c | F6 | A1 | 2 | 2 | Vertical | AN | 99-8-c | J6 | 36557 | Open Secondary(OS) | Bare | 99-8-c |  |  |  | AN |  | a390931112 | Landis | 30 | 6 | AWG | 0.5 | 6 | AWG | Single Phase | 124.6872 | 11.3017 | OBADO |  | 11.30168,124.68717
2026-01-30 | 13:17 | 99-8-c | F6 | A1 | 2 | 2 | Vertical | AN | 99-8-c | J6 | 36557 | Open Secondary(OS) | Bare | 99-8-c |  |  |  | AN |  | a390931111 | Landis | 60 | 6 | AWG | 0.5 | 6 | AWG | Single Phase | 124.6872 | 11.3017 | OBADO |  | 11.30168,124.68717
2026-01-30 | 13:17 | 99-8-c | F6 | A1 | 2 | 2 | Vertical | AN | 99-8-c | J6 | 36557 | Open Secondary(OS) | Bare | 99-8-c |  |  |  | AN |  | 201900066850 | Intec | 60 | 6 | AWG | 0.5 | 6 | AWG | Single Phase | 124.6872 | 11.3017 | OBADO |  | 11.30168,124.68717
2026-01-30 | 13:18 | 99-8-c | F6 | A1 | 2 | 2 | Vertical | AN | 99-8-c | J6 | 36557 | Open Secondary(OS) | Bare | 99-8-c |  |  |  | AN |  | 202300205317 | Intec | 60 | 6 | AWG | 0.5 | 6 | AWG | Single Phase | 124.6872 | 11.3017 | OBADO |  | 11.30168,124.68717
2026-01-30 | 13:18 | 99-8-c | F6 | A1 | 2 | 2 | Vertical | AN | 99-8-c | J6 | 36557 | Open Secondary(OS) | Bare | 99-8-c |  |  |  | AN |  | a411111860 | Landis | 60 | 6 | AWG | 0.5 | 6 | AWG | Single Phase | 124.6869 | 11.3016 | OBADO |  | 11.3016,124.68693
2026-01-30 | 13:18 | 99-8-c | F6 | A1 | 2 | 2 | Vertical | AN | 99-8-c | J6 | 36557 | Open Secondary(OS) | Bare | 99-8-c |  |  |  | AN |  | 202501002869 | Techen | 60 | 6 | AWG | 0.5 | 6 | AWG | Single Phase | 124.6869 | 11.3016 | OBADO |  | 11.3016,124.68693
2026-01-30 | 13:18 | 99-8-c | F6 | A1 | 2 | 2 | Vertical | AN | 99-8-c | J6 | 36557 | Open Secondary(OS) | Bare | 99-8-c |  |  |  | AN |  | 90351078 | Techen | 60 | 6 | AWG | 0.5 | 6 | AWG | Single Phase | 124.6869 | 11.3016 | OBADO |  | 11.3016,124.68693
2026-01-30 | 13:18 | 99-8-c | F6 | A1 | 2 | 2 | Vertical | AN | 99-8-c | J6 | 36557 | Open Secondary(OS) | Bare | 99-8-c |  |  |  | AN |  | a151538171 | Landis | 60 | 6 | AWG | 0.5 | 6 | AWG | Single Phase | 124.6869 | 11.3016 | OBADO |  | 11.3016,124.68693
2026-01-30 | 13:21 | 99-11 | F6 | A1 | 2 | 2 | Vertical | AN | 99-11 | J6 | 36557 | Open Secondary(OS) | Bare | 99-8-c |  |  |  | AN |  |  |  |  | 6 | AWG | 0.5 | 6 | AWG | Single Phase | 124.6869 | 11.3016 | OBADO |  | 11.3016,124.68693
2026-01-30 | 13:22 | 99-11 | F6 | A1 | 2 | 2 | Vertical | AN | 99-11 | J5 | 36557 | Under Built(UB) | Bare | 99-11 |  |  |  | AN |  |  |  |  | 6 | AWG | 0.5 | 6 | AWG | Single Phase | 124.6887 | 11.3013 | OBADO |  | 11.30127,124.68871
2026-01-30 | 13:22 | 99-11 | F6 | A1 | 2 | 2 | Vertical | AN | 99-11 | J5 | 36557 | Under Built(UB) | Bare | 99-11 |  |  |  | AN |  | a390932972 | Landis | 30 | 6 | AWG | 0.5 | 6 | AWG | Single Phase | 124.6887 | 11.3013 | OBADO |  | 11.30127,124.68871
2026-01-30 | 13:23 | 99-11 | F6 | A1 | 2 | 2 | Vertical | AN | 99-11 | J5 | 36557 | Under Built(UB) | Bare | 99-11 |  |  |  | AN |  | 201900036912 | Intec | 30 | 6 | AWG | 0.5 | 6 | AWG | Single Phase | 124.6877 | 11.3016 | OBADO |  | 11.30159,124.68766
2026-01-30 | 13:23 | 99-11 | F6 | A1 | 2 | 2 | Vertical | AN | 99-11 | J5 | 36557 | Under Built(UB) | Bare | 99-11 |  |  |  | AN |  | 201900069725 | Intec | 30 | 6 | AWG | 0.5 | 6 | AWG | Single Phase | 124.6877 | 11.3016 | OBADO |  | 11.30159,124.68766
2026-01-30 | 13:23 | 99-11 | F6 | A1 | 2 | 2 | Vertical | AN | 99-11 | J5 | 36557 | Under Built(UB) | Bare | 99-11 |  |  |  | AN |  | a390932981 | Landis | 30 | 6 | AWG | 0.5 | 6 | AWG | Single Phase | 124.6877 | 11.3016 | OBADO |  | 11.30159,124.68766
2026-01-30 | 13:23 | 99-11 | F6 | A1 | 2 | 2 | Vertical | AN | 99-11 | J5 | 36557 | Under Built(UB) | Bare | 99-11 |  |  |  | AN |  | a221480456 | Landis | 60 | 6 | AWG | 0.5 | 6 | AWG | Single Phase | 124.6877 | 11.3016 | OBADO |  | 11.30159,124.68766
2026-01-30 | 13:24 | 99-11 | F6 | A1 | 2 | 2 | Vertical | AN | 99-11 | J5 | 36557 | Under Built(UB) | Bare | 99-11 |  |  |  | AN |  | 2001700024308 | Intec | 30 | 6 | AWG | 0.5 | 6 | AWG | Single Phase | 124.6877 | 11.3016 | OBADO |  | 11.30159,124.68766
2026-01-30 | 13:24 | 99-11 | F6 | A1 | 2 | 2 | Vertical | AN | 99-11 | J5 | 36557 | Under Built(UB) | Bare | 99-11 |  |  |  | AN |  | 202501003050 | Techen | 60 | 6 | AWG | 0.5 | 6 | AWG | Single Phase | 124.6877 | 11.3016 | OBADO |  | 11.30159,124.68766
2026-01-30 | 13:24 | 99-11 | F6 | A1 | 2 | 2 | Vertical | AN | 99-11 | J5 | 36557 | Under Built(UB) | Bare | 99-11 |  |  |  | AN |  | 201900064582 | Intec | 60 | 6 | AWG | 0.5 | 6 | AWG | Single Phase | 124.6878 | 11.3013 | OBADO |  | 11.30134,124.68777
2026-01-30 | 13:27 | 99-12 | F6 | A1 | 2 | 2 | Vertical | AN | 99-12 | J5 | 36557 | Under Built(UB) | Bare | 99-11 |  |  |  | AN |  |  |  |  | 6 | AWG | 0.5 | 6 | AWG | Single Phase | 124.6878 | 11.3013 | OBADO |  | 11.30134,124.68777
2026-01-30 | 13:27 | 99-12 | F6 | A1 | 2 | 2 | Vertical | AN | 99-12 | J5 | 36557 | Under Built(UB) | Bare | 99-11 |  |  |  | AN |  |  |  |  | 6 | AWG | 0.5 | 6 | AWG | Single Phase | 124.6878 | 11.3013 | OBADO |  | 11.30134,124.68777
2026-01-30 | 13:27 | 99-12 | F6 | A1 | 2 | 2 | Vertical | AN | 99-12 | J6 | 36557 | Under Built(UB) | Bare | 99-12 |  |  |  | AN |  |  |  |  | 6 | AWG | 0.5 | 6 | AWG | Single Phase | 124.6878 | 11.3013 | OBADO |  | 11.30134,124.68777
2026-01-30 | 13:28 | 99-12 | F6 | A1 | 2 | 2 | Vertical | AN | 99-12 | J6 | 36557 | Under Built(UB) | Bare | 99-12 | 75 | Common | 99-12 | CN | No |  |  |  | 6 | AWG | 0.5 | 6 | AWG | Single Phase | 124.6877 | 11.3018 | OBADO |  | 11.30178,124.68767
2026-01-30 | 13:28 | 99-12 | F6 | A1 | 2 | 2 | Vertical | AN | 99-12 | J6 | 36557 | Under Built(UB) | Bare | 99-12 | 75 | Common | 99-12 | CN | No | a221462966 | Landis | 30 | 6 | AWG | 0.5 | 6 | AWG | Single Phase | 124.6877 | 11.3018 | OBADO |  | 11.30178,124.68767
2026-01-30 | 13:28 | 99-12 | F6 | A1 | 2 | 2 | Vertical | AN | 99-12 | J6 | 36557 | Under Built(UB) | Bare | 99-12 | 75 | Common | 99-12 | CN | No | 202501001589 | Techen | 30 | 6 | AWG | 0.5 | 6 | AWG | Single Phase | 124.6877 | 11.3018 | OBADO |  | 11.30178,124.68767
2026-01-30 | 13:28 | 99-12 | F6 | A1 | 2 | 2 | Vertical | AN | 99-12 | J6 | 36557 | Under Built(UB) | Bare | 99-12 | 75 | Common | 99-12 | CN | No | 202501001590 | Techen | 60 | 6 | AWG | 0.5 | 6 | AWG | Single Phase | 124.6877 | 11.3018 | OBADO |  | 11.30178,124.68767
2026-01-30 | 13:29 | 99-12 | F6 | A1 | 2 | 2 | Vertical | AN | 99-12 | J6 | 36557 | Under Built(UB) | Bare | 99-12 | 75 | Common | 99-12 | CN | No | 201900067312 | Intec | 30 | 6 | AWG | 0.5 | 6 | AWG | Single Phase | 124.6877 | 11.3018 | OBADO |  | 11.30185,124.68769
2026-01-30 | 13:29 | 99-12 | F6 | A1 | 2 | 2 | Vertical | AN | 99-12 | J6 | 36557 | Under Built(UB) | Bare | 99-12 | 75 | Common | 99-12 | CN | No | 202400047230 | Intec | 60 | 6 | AWG | 0.5 | 6 | AWG | Single Phase | 124.6877 | 11.3018 | OBADO |  | 11.30185,124.68769
2026-01-30 | 13:29 | 99-12 | F6 | A1 | 2 | 2 | Vertical | AN | 99-12 | J6 | 36557 | Under Built(UB) | Bare | 99-12 | 75 | Common | 99-12 | CN | No | 201900063036 | Intec | 60 | 6 | AWG | 0.5 | 6 | AWG | Single Phase | 124.6877 | 11.3018 | OBADO |  | 11.30185,124.68769
2026-01-30 | 13:30 | 99-12 | F6 | A1 | 2 | 2 | Vertical | AN | 99-12 | J6 | 36557 | Under Built(UB) | Bare | 99-12 | 75 | Common | 99-12 | CN | No | a221474182 | Landis | 30 | 6 | AWG | 0.5 | 6 | AWG | Single Phase | 124.6877 | 11.3018 | OBADO |  | 11.30185,124.68769
2026-01-30 | 13:30 | 99-12 | F6 | A1 | 2 | 2 | Vertical | AN | 99-12 | J6 | 36557 | Under Built(UB) | Bare | 99-12 | 75 | Common | 99-12 | CN | No | 202300204734 | Intec | 30 | 6 | AWG | 0.5 | 6 | AWG | Single Phase | 124.6877 | 11.3018 | OBADO |  | 11.30185,124.68769
2026-01-30 | 13:30 | 99-12 | F6 | A1 | 2 | 2 | Vertical | AN | 99-12 | J6 | 36557 | Under Built(UB) | Bare | 99-12 | 75 | Common | 99-12 | CN | No | a381107762 | Landis | 30 | 6 | AWG | 0.5 | 6 | AWG | Single Phase | 124.6877 | 11.3018 | OBADO |  | 11.30185,124.68769
2026-01-30 | 13:30 | 99-12 | F6 | A1 | 2 | 2 | Vertical | AN | 99-12 | J6 | 36557 | Under Built(UB) | Bare | 99-12 | 75 | Common | 99-12 | CN | No | 201900040179 | Intec | 30 | 6 | AWG | 0.5 | 6 | AWG | Single Phase | 124.6877 | 11.3021 | OBADO |  | 11.30211,124.68772
2026-01-30 | 13:30 | 99-12 | F6 | A1 | 2 | 2 | Vertical | AN | 99-12 | J6 | 36557 | Under Built(UB) | Bare | 99-12 | 75 | Common | 99-12 | CN | No | a390932985 | Landis | 30 | 6 | AWG | 0.5 | 6 | AWG | Single Phase | 124.6877 | 11.3021 | OBADO |  | 11.30211,124.68772
2026-01-30 | 13:31 | 99-12 | F6 | A1 | 2 | 2 | Vertical | AN | 99-12 | J6 | 36557 | Under Built(UB) | Bare | 99-12 | 75 | Common | 99-12 | CN | No | a221479246 | Landis | 30 | 6 | AWG | 0.5 | 6 | AWG | Single Phase | 124.6877 | 11.3021 | OBADO |  | 11.30211,124.68772
2026-01-30 | 13:31 | 99-12 | F6 | A1 | 2 | 2 | Vertical | AN | 99-12 | J6 | 36557 | Under Built(UB) | Bare | 99-12 | 75 | Common | 99-12 | CN | No | 361194 |  | 60 | 6 | AWG | 0.5 | 6 | AWG | Single Phase | 124.6877 | 11.3021 | OBADO |  | 11.30211,124.68772
2026-01-30 | 13:31 | 99-12 | F6 | A1 | 2 | 2 | Vertical | AN | 99-12 | J6 | 36557 | Under Built(UB) | Bare | 99-12 | 75 | Common | 99-12 | CN | No | SCL34972 | Landis | 60 | 6 | AWG | 0.5 | 6 | AWG | Single Phase | 124.6877 | 11.3021 | OBADO |  | 11.30211,124.68772
2026-01-30 | 13:31 | 99-12 | F6 | A1 | 2 | 2 | Vertical | AN | 99-12 | J6 | 36557 | Under Built(UB) | Bare | 99-12 | 75 | Common | 99-12 | CN | No | a390929645 | Landis | 60 | 6 | AWG | 0.5 | 6 | AWG | Single Phase | 124.6877 | 11.3021 | OBADO |  | 11.30211,124.68772
2026-01-30 | 13:31 | 99-12 | F6 | A1 | 2 | 2 | Vertical | AN | 99-12 | J6 | 36557 | Under Built(UB) | Bare | 99-12 | 75 | Common | 99-12 | CN | No | a330906927 | Landis | 60 | 6 | AWG | 0.5 | 6 | AWG | Single Phase | 124.6877 | 11.3015 | OBADO |  | 11.30154,124.68774
2026-01-30 | 13:32 | 99-12 | F6 | A1 | 2 | 2 | Vertical | AN | 99-12 | J6 | 36557 | Under Built(UB) | Bare | 99-12 | 75 | Common | 99-12 | CN | No | a401216863 | Landis | 60 | 6 | AWG | 0.5 | 6 | AWG | Single Phase | 124.6877 | 11.3015 | OBADO |  | 11.30154,124.68774
2026-01-30 | 13:33 | 99-12 | F6 | A1 | 2 | 2 | Vertical | AN | 99-12 | J6 | 36557 | Under Built(UB) | Bare | 99-12 | 75 | Common | 99-12 | CN | No |  |  |  | 6 | AWG | 0.5 | 6 | AWG | Single Phase | 124.6877 | 11.3015 | OBADO |  | 11.30154,124.68774
2026-01-30 | 13:33 | 99-12 | F6 | A1 | 2 | 2 | Vertical | AN | 99-12 | J6 | 36557 | Under Built(UB) | Bare | 99-12 | 75 | Common | 99-12 | CN | No |  |  |  | 6 | AWG | 0.5 | 6 | AWG | Single Phase | 124.6877 | 11.3015 | OBADO |  | 11.30154,124.68774
2026-01-30 | 13:33 | 99-13 | F6 | A1 | 2 | 2 | Vertical | AN | 99-13 | J6 | 36557 | Under Built(UB) | Bare | 99-12 | 75 | Common | 99-12 | CN | No |  |  |  | 6 | AWG | 0.5 | 6 | AWG | Single Phase | 124.6877 | 11.3015 | OBADO |  | 11.30154,124.68774
2026-01-30 | 13:34 | 99-13a | F6 | A1 | 2 | 2 | Vertical | AN | 99-13a | J6 | 36557 | Under Built(UB) | Bare | 99-12 | 75 | Common | 99-12 | CN | No |  |  |  | 6 | AWG | 0.5 | 6 | AWG | Single Phase | 124.6877 | 11.302 | OBADO |  | 11.30204,124.68775
2026-01-30 | 13:35 | 99-13a | F6 | A1 | 2 | 2 | Vertical | AN | 99-13a | J5 | 36557 | Under Built(UB) | Bare | 99-13a |  |  |  | CN |  |  |  |  | 6 | AWG | 0.5 | 6 | AWG | Single Phase | 124.6877 | 11.302 | OBADO |  | 11.30204,124.68775
2026-01-30 | 13:35 | 99-13a | F6 | A1 | 2 | 2 | Vertical | AN | 99-13a | J5 | 36557 | Under Built(UB) | Bare | 99-13a |  |  |  | CN |  | 201900041203 | Intec | 30 | 6 | AWG | 0.5 | 6 | AWG | Single Phase | 124.6877 | 11.302 | OBADO |  | 11.30204,124.68775
2026-01-30 | 13:35 | 99-13a | F6 | A1 | 2 | 2 | Vertical | AN | 99-13a | J5 | 36557 | Under Built(UB) | Bare | 99-13a |  |  |  | CN |  | a171111624 | Landis | 30 | 6 | AWG | 0.5 | 6 | AWG | Single Phase | 124.6877 | 11.302 | OBADO |  | 11.30204,124.68775
2026-01-30 | 13:36 | 99-13a | F6 | A1 | 2 | 2 | Vertical | AN | 99-13a | J5 | 36557 | Under Built(UB) | Bare | 99-13a |  |  |  | CN |  | 202100151159 | Intec | 60 | 6 | AWG | 0.5 | 6 | AWG | Single Phase | 124.6877 | 11.302 | OBADO |  | 11.30204,124.68775
2026-01-30 | 13:36 | 99-13a | F6 | A1 | 2 | 2 | Vertical | AN | 99-13a | J5 | 36557 | Under Built(UB) | Bare | 99-13a |  |  |  | CN |  | a221473786 | Landis | 60 | 6 | AWG | 0.5 | 6 | AWG | Single Phase | 124.6877 | 11.302 | OBADO |  | 11.30204,124.68775
2026-01-30 | 13:36 | 99-13a | F6 | A1 | 2 | 2 | Vertical | AN | 99-13a | J5 | 36557 | Under Built(UB) | Bare | 99-13a |  |  |  | CN |  | a390932899 | Landis | 30 | 6 | AWG | 0.5 | 6 | AWG | Single Phase | 124.6877 | 11.302 | OBADO |  | 11.30204,124.68775
2026-01-30 | 13:36 | 99-13a | F6 | A1 | 2 | 2 | Vertical | AN | 99-13a | J5 | 36557 | Under Built(UB) | Bare | 99-13a |  |  |  | CN |  | 232061 | Intec | 30 | 6 | AWG | 0.5 | 6 | AWG | Single Phase | 124.6877 | 11.302 | OBADO |  | 11.30204,124.68775
2026-01-30 | 13:36 | 99-13a | F6 | A1 | 2 | 2 | Vertical | AN | 99-13a | J5 | 36557 | Under Built(UB) | Bare | 99-13a |  |  |  | CN |  | 201700019769 | Intec | 60 | 6 | AWG | 0.5 | 6 | AWG | Single Phase | 124.6877 | 11.302 | OBADO |  | 11.30204,124.68775
2026-01-30 | 13:36 | 99-13a | F6 | A1 | 2 | 2 | Vertical | AN | 99-13a | J5 | 36557 | Under Built(UB) | Bare | 99-13a |  |  |  | CN |  | 201700023361 | Intec | 30 | 6 | AWG | 0.5 | 6 | AWG | Single Phase | 124.6877 | 11.302 | OBADO |  | 11.30204,124.68775
2026-01-30 | 13:37 | 99-13a | F6 | A1 | 2 | 2 | Vertical | AN | 99-13a | J5 | 36557 | Under Built(UB) | Bare | 99-13a |  |  |  | CN |  | a390932922 | Landis | 60 | 6 | AWG | 0.5 | 6 | AWG | Single Phase | 124.6877 | 11.302 | OBADO |  | 11.30204,124.68775
2026-01-30 | 13:37 | 99-13a | F6 | A1 | 2 | 2 | Vertical | AN | 99-13a | J5 | 36557 | Under Built(UB) | Bare | 99-13a |  |  |  | CN |  | a390932897 | Landis | 60 | 6 | AWG | 0.5 | 6 | AWG | Single Phase | 124.6877 | 11.302 | OBADO |  | 11.30204,124.68775
2026-01-30 | 13:37 | 99-13a | F6 | A1 | 2 | 2 | Vertical | AN | 99-13a | J5 | 36557 | Under Built(UB) | Bare | 99-13a |  |  |  | CN |  | a151538337 | Landis | 30 | 6 | AWG | 0.5 | 6 | AWG | Single Phase | 124.6877 | 11.302 | OBADO |  | 11.30204,124.68775
2026-01-30 | 13:37 | 99-13a | F6 | A1 | 2 | 2 | Vertical | AN | 99-13a | J5 | 36557 | Under Built(UB) | Bare | 99-13a |  |  |  | CN |  | a221473784 | Landis | 30 | 6 | AWG | 0.5 | 6 | AWG | Single Phase | 124.6877 | 11.302 | OBADO |  | 11.30204,124.68775
2026-01-30 | 13:37 | 99-13a | F6 | A1 | 2 | 2 | Vertical | AN | 99-13a | J5 | 36557 | Under Built(UB) | Bare | 99-13a |  |  |  | CN |  | a221473785 | Landis | 30 | 6 | AWG | 0.5 | 6 | AWG | Single Phase | 124.6877 | 11.302 | OBADO |  | 11.30204,124.68775
2026-01-30 | 13:38 | 99-13a | F6 | A1 | 2 | 2 | Vertical | AN | 99-13a | J5 | 36557 | Under Built(UB) | Bare | 99-13a |  |  |  | CN |  | a390932903 | Landis | 30 | 6 | AWG | 0.5 | 6 | AWG | Single Phase | 124.6883 | 11.3016 | OBADO |  | 11.30157,124.68829
2026-01-30 | 13:38 | 99-13a | F6 | A1 | 2 | 2 | Vertical | AN | 99-13a | J5 | 36557 | Under Built(UB) | Bare | 99-13a |  |  |  | CN |  | a211069109 | Landis | 30 | 6 | AWG | 0.5 | 6 | AWG | Single Phase | 124.6883 | 11.3016 | OBADO |  | 11.30157,124.68829
2026-01-30 | 13:38 | 99-13a | F6 | A1 | 2 | 2 | Vertical | AN | 99-13a | J5 | 36557 | Under Built(UB) | Bare | 99-13a |  |  |  | CN |  | a401216671 | Landis | 30 | 6 | AWG | 0.5 | 6 | AWG | Single Phase | 124.6883 | 11.3016 | OBADO |  | 11.30157,124.68829
2026-01-30 | 13:38 | 99-13a | F6 | A1 | 2 | 2 | Vertical | AN | 99-13a | J5 | 36557 | Under Built(UB) | Bare | 99-13a |  |  |  | CN |  | 360246 |  | 30 | 6 | AWG | 0.5 | 6 | AWG | Single Phase | 124.6883 | 11.3016 | OBADO |  | 11.30157,124.68829
2026-01-30 | 13:39 | 99-13a | F6 | A1 | 2 | 2 | Vertical | AN | 99-13a | J5 | 36557 | Under Built(UB) | Bare | 99-13a |  |  |  | CN |  | 201900068193 | Intec | 30 | 6 | AWG | 0.5 | 6 | AWG | Single Phase | 124.6883 | 11.3016 | OBADO |  | 11.30157,124.68829
2026-01-30 | 13:39 | 99-13a | F6 | A1 | 2 | 2 | Vertical | AN | 99-13a | J5 | 36557 | Under Built(UB) | Bare | 99-13a |  |  |  | CN |  | a390932896 | Landis | 30 | 6 | AWG | 0.5 | 6 | AWG | Single Phase | 124.6873 | 11.3018 | OBADO |  | 11.30185,124.68735
2026-01-30 | 13:39 | 99-13a | F6 | A1 | 2 | 2 | Vertical | AN | 99-13a | J5 | 36557 | Under Built(UB) | Bare | 99-13a |  |  |  | CN |  | a390932901 | Landis | 30 | 6 | AWG | 0.5 | 6 | AWG | Single Phase | 124.6873 | 11.3018 | OBADO |  | 11.30185,124.68735
2026-01-30 | 13:39 | 99-13a | F6 | A1 | 2 | 2 | Vertical | AN | 99-13a | J5 | 36557 | Under Built(UB) | Bare | 99-13a |  |  |  | CN |  | a390933430 | Landis | 30 | 6 | AWG | 0.5 | 6 | AWG | Single Phase | 124.6873 | 11.3018 | OBADO |  | 11.30185,124.68735
2026-01-30 | 13:39 | 99-13a | F6 | A1 | 2 | 2 | Vertical | AN | 99-13a | J5 | 36557 | Under Built(UB) | Bare | 99-13a |  |  |  | CN |  | a390933435 | Landis | 60 | 6 | AWG | 0.5 | 6 | AWG | Single Phase | 124.6873 | 11.3018 | OBADO |  | 11.30185,124.68735
2026-01-30 | 13:40 | 99-13a | F6 | A1 | 2 | 2 | Vertical | AN | 99-13a | J5 | 36557 | Under Built(UB) | Bare | 99-13a |  |  |  | CN |  | 202400314622 | Intec | 60 | 6 | AWG | 0.5 | 6 | AWG | Single Phase | 124.6873 | 11.3018 | OBADO |  | 11.30185,124.68735
2026-01-30 | 13:40 | 99-13a | F6 | A1 | 2 | 2 | Vertical | AN | 99-13a | J5 | 36557 | Under Built(UB) | Bare | 99-13a |  |  |  | CN |  | 201900064586 | Intec | 60 | 6 | AWG | 0.5 | 6 | AWG | Single Phase | 124.6873 | 11.3018 | OBADO |  | 11.30185,124.68735
2026-01-30 | 13:40 | 99-13a | F6 | A1 | 2 | 2 | Vertical | AN | 99-13a | J5 | 36557 | Under Built(UB) | Bare | 99-13a |  |  |  | CN |  | 202400087025 | Intec | 60 | 6 | AWG | 0.5 | 6 | AWG | Single Phase | 124.6874 | 11.3019 | OBADO |  | 11.30191,124.6874
2026-01-30 | 13:40 | 99-13a | F6 | A1 | 2 | 2 | Vertical | AN | 99-13a | J5 | 36557 | Under Built(UB) | Bare | 99-13a |  |  |  | CN |  | 355981 | Intec | 60 | 6 | AWG | 0.5 | 6 | AWG | Single Phase | 124.6874 | 11.3019 | OBADO |  | 11.30191,124.6874
2026-01-30 | 13:41 | 99-13a | F6 | A1 | 2 | 2 | Vertical | AN | 99-13a | J5 | 36557 | Under Built(UB) | Bare | 99-13a |  |  |  | CN |  | 20234161 | Techen | 60 | 6 | AWG | 0.5 | 6 | AWG | Single Phase | 124.6874 | 11.3019 | OBADO |  | 11.30191,124.6874
2026-01-30 | 13:41 | 99-13a | F6 | A1 | 2 | 2 | Vertical | AN | 99-13a | J5 | 36557 | Under Built(UB) | Bare | 99-13a |  |  |  | CN |  | 20234160 | Intec | 30 | 6 | AWG | 0.5 | 6 | AWG | Single Phase | 124.6874 | 11.3019 | OBADO |  | 11.30191,124.6874
2026-01-30 | 13:41 | 99-13a | F6 | A1 | 2 | 2 | Vertical | AN | 99-13a | J5 | 36557 | Under Built(UB) | Bare | 99-13a |  |  |  | CN |  | a221473948 | Landis | 60 | 6 | AWG | 0.5 | 6 | AWG | Single Phase | 124.6874 | 11.3019 | OBADO |  | 11.30191,124.6874
2026-01-30 | 13:41 | 99-13a | F6 | A1 | 2 | 2 | Vertical | AN | 99-13a | J5 | 36557 | Under Built(UB) | Bare | 99-13a |  |  |  | CN |  | a221473947 | Landis | 60 | 6 | AWG | 0.5 | 6 | AWG | Single Phase | 124.6874 | 11.3019 | OBADO |  | 11.30191,124.6874
2026-01-30 | 13:42 | 99-13a | F6 | A1 | 2 | 2 | Vertical | AN | 99-13a | J5 | 36557 | Under Built(UB) | Bare | 99-13a |  |  |  | CN |  | 202400087859 | Techen | 60 | 6 | AWG | 0.5 | 6 | AWG | Single Phase | 124.6874 | 11.3019 | OBADO |  | 11.30191,124.6874
2026-01-30 | 13:42 | 99-13a | F6 | A1 | 2 | 2 | Vertical | AN | 99-13a | J5 | 36557 | Under Built(UB) | Bare | 99-13a |  |  |  | CN |  | 202400088118 | Techen | 60 | 6 | AWG | 0.5 | 6 | AWG | Single Phase | 124.6874 | 11.3019 | OBADO |  | 11.30191,124.6874
2026-01-30 | 13:42 | 99-13a | F6 | A1 | 2 | 2 | Vertical | AN | 99-13a | J5 | 36557 | Under Built(UB) | Bare | 99-13a |  |  |  | CN |  | 20240001188136 | Intec | 60 | 6 | AWG | 0.5 | 6 | AWG | Single Phase | 124.6874 | 11.3019 | OBADO |  | 11.30191,124.6874
2026-01-30 | 13:43 | 99-13a | F6 | A1 | 2 | 2 | Vertical | AN | 99-13a | J5 | 36557 | Under Built(UB) | Bare | 99-13a |  |  |  | CN |  | 202400088136 | Intec | 60 | 6 | AWG | 0.5 | 6 | AWG | Single Phase | 124.688 | 11.3015 | OBADO |  | 11.30149,124.68804
2026-01-30 | 13:43 | 99-13a | F6 | A1 | 2 | 2 | Vertical | AN | 99-13a | J5 | 36557 | Under Built(UB) | Bare | 99-13a |  |  |  | CN |  | 202400088132 | Intec | 60 | 6 | AWG | 0.5 | 6 | AWG | Single Phase | 124.688 | 11.3015 | OBADO |  | 11.30149,124.68804
2026-01-30 | 13:48 | 99-14a | F6 | A1 | 2 | 2 | Vertical | AN | 99-14a | J5 | 36557 | Under Built(UB) | Bare | 99-13a |  |  |  | CN |  |  |  |  | 6 | AWG | 0.5 | 6 | AWG | Single Phase | 124.6874 | 11.302 | OBADO |  | 11.30202,124.68741
2026-01-30 | 13:48 | 99-14a | F6 | A1 | 2 | 2 | Vertical | AN | 99-14a | J6 | 36557 | Open Secondary(OS) | Duplex | 99-14a |  |  |  | CN |  |  |  |  | 6 | AWG | 0.5 | 6 | AWG | Single Phase | 124.6874 | 11.302 | OBADO |  | 11.30202,124.68741
2026-01-30 | 13:49 | 99-14a | F6 | A1 | 2 | 2 | Vertical | AN | 99-14a | J6 | 36557 | Open Secondary(OS) | Duplex | 99-14a |  |  |  | CN |  | 201700022287 | Intec | 60 | 6 | AWG | 0.5 | 6 | AWG | Single Phase | 124.6874 | 11.302 | OBADO |  | 11.30202,124.68741
2026-01-30 | 13:49 | 99-14a | F6 | A1 | 2 | 2 | Vertical | AN | 99-14a | J6 | 36557 | Open Secondary(OS) | Duplex | 99-14a |  |  |  | CN |  | a221462755 | Landis | 30 | 6 | AWG | 0.5 | 6 | AWG | Single Phase | 124.6874 | 11.302 | OBADO |  | 11.30202,124.68741
2026-01-30 | 13:49 | 99-14a | F6 | A1 | 2 | 2 | Vertical | AN | 99-14a | J6 | 36557 | Open Secondary(OS) | Duplex | 99-14a |  |  |  | CN |  | a411111856 | Landis | 30 | 6 | AWG | 0.5 | 6 | AWG | Single Phase | 124.6874 | 11.302 | OBADO |  | 11.30202,124.68741
2026-01-30 | 13:49 | 99-14a | F6 | A1 | 2 | 2 | Vertical | AN | 99-14a | J6 | 36557 | Open Secondary(OS) | Duplex | 99-14a |  |  |  | CN |  | a411111855 | Landis | 30 | 6 | AWG | 0.5 | 6 | AWG | Single Phase | 124.6874 | 11.302 | OBADO |  | 11.30202,124.68741
2026-01-30 | 13:49 | 99-14a | F6 | A1 | 2 | 2 | Vertical | AN | 99-14a | J6 | 36557 | Open Secondary(OS) | Duplex | 99-14a |  |  |  | CN |  | a381107795 | Landis | 60 | 6 | AWG | 0.5 | 6 | AWG | Single Phase | 124.6874 | 11.302 | OBADO |  | 11.30202,124.68741
2026-01-30 | 13:50 | 99-14a | F6 | A1 | 2 | 2 | Vertical | AN | 99-14a | J6 | 36557 | Open Secondary(OS) | Duplex | 99-14a |  |  |  | CN |  | a381107794 | Landis | 30 | 6 | AWG | 0.5 | 6 | AWG | Single Phase | 124.6874 | 11.302 | OBADO |  | 11.30202,124.68741
2026-01-30 | 13:50 | 99-14a | F6 | A1 | 2 | 2 | Vertical | AN | 99-14a | J6 | 36557 | Open Secondary(OS) | Duplex | 99-14a |  |  |  | CN |  | a411111862 | Intec | 60 | 6 | AWG | 0.5 | 6 | AWG | Single Phase | 124.6874 | 11.302 | OBADO |  | 11.30202,124.68741
2026-01-30 | 13:50 | 99-14a | F6 | A1 | 2 | 2 | Vertical | AN | 99-14a | J6 | 36557 | Open Secondary(OS) | Duplex | 99-14a |  |  |  | CN |  | SSCL77538 | Landis | 60 | 6 | AWG | 0.5 | 6 | AWG | Single Phase | 124.6874 | 11.302 | OBADO |  | 11.30202,124.68741
2026-01-30 | 13:50 | 99-14a | F6 | A1 | 2 | 2 | Vertical | AN | 99-14a | J6 | 36557 | Open Secondary(OS) | Duplex | 99-14a |  |  |  | CN |  | a390929871 | Landis | 30 | 6 | AWG | 0.5 | 6 | AWG | Single Phase | 124.6874 | 11.302 | OBADO |  | 11.30202,124.68741
2026-01-30 | 13:50 | 99-14a | F6 | A1 | 2 | 2 | Vertical | AN | 99-14a | J6 | 36557 | Open Secondary(OS) | Duplex | 99-14a |  |  |  | CN |  | 201900041204 | Intec | 60 | 6 | AWG | 0.5 | 6 | AWG | Single Phase | 124.6874 | 11.302 | OBADO |  | 11.30202,124.68741
2026-01-30 | 13:51 | 99-14a | F6 | A1 | 2 | 2 | Vertical | AN | 99-14a | J6 | 36557 | Open Secondary(OS) | Duplex | 99-14a |  |  |  | CN |  | a411111859 | Landis | 60 | 6 | AWG | 0.5 | 6 | AWG | Single Phase | 124.6874 | 11.302 | OBADO |  | 11.30202,124.68741
2026-01-30 | 13:51 | 99-14a | F6 | A1 | 2 | 2 | Vertical | AN | 99-14a | J6 | 36557 | Open Secondary(OS) | Duplex | 99-14a |  |  |  | CN |  | a390932898 | Landis | 30 | 6 | AWG | 0.5 | 6 | AWG | Single Phase | 124.6874 | 11.302 | OBADO |  | 11.30202,124.68741
2026-01-30 | 13:51 | 99-14a | F6 | A1 | 2 | 2 | Vertical | AN | 99-14a | J6 | 36557 | Open Secondary(OS) | Duplex | 99-14a |  |  |  | CN |  | 201700024163 | Intec | 60 | 6 | AWG | 0.5 | 6 | AWG | Single Phase | 124.6874 | 11.302 | OBADO |  | 11.30202,124.68741
2026-01-30 | 13:51 | 99-14a | F6 | A1 | 2 | 2 | Vertical | AN | 99-14a | J6 | 36557 | Open Secondary(OS) | Duplex | 99-14a |  |  |  | CN |  | 202100151278 | Intec | 30 | 6 | AWG | 0.5 | 6 | AWG | Single Phase | 124.6874 | 11.302 | OBADO |  | 11.30202,124.68741
2026-01-30 | 13:53 | 99-15a | F6 | A6 | 2 | 2 | Vertical | AN | 99-15a | J6 | 36557 | Open Secondary(OS) | Duplex | 99-14a |  |  |  | CN |  |  |  |  | 6 | AWG | 0.5 | 6 | AWG | Single Phase | 124.6874 | 11.302 | OBADO |  | 11.30202,124.68741
2026-01-30 | 13:54 | 99-15a | F6 | A6 | 2 | 2 | Vertical | AN | 99-15a | J6 | 36557 | Under Built(UB) | Bare | 99-15a |  |  |  | CN |  |  |  |  | 6 | AWG | 0.5 | 6 | AWG | Single Phase | 124.6874 | 11.302 | OBADO |  | 11.30202,124.68741
2026-01-30 | 13:55 | 99-15a | F6 | A6 | 2 | 2 | Vertical | AN | 99-15a | J6 | 36557 | Under Built(UB) | Bare | 99-15a | 100 | Sole | 99-15a | CN | Yes |  |  |  | 6 | AWG | 0.5 | 6 | AWG | Single Phase | 124.6874 | 11.302 | OBADO |  | 11.30202,124.68741
2026-01-30 | 13:55 | 99-15a | F6 | A6 | 2 | 2 | Vertical | AN | 99-15a | J6 | 36557 | Under Built(UB) | Bare | 99-15a | 100 | Sole | 99-15a | CN | Yes | 252571188 | EDMI | 30 | 6 | AWG | 0.5 | 6 | AWG | Single Phase | 124.6874 | 11.302 | OBADO |  | 11.30202,124.68741
2026-01-30 | 13:59 | 99-12-A | F6 | A1 | 2 | 2 | Vertical | AN | 99-12-A | [8 empty] | CN |  |  |  |  | 6 | AWG | 0.5 | 6 | AWG | Single Phase | 124.6881 | 11.3021 | OBADO |  | 11.30207,124.68815
2026-01-30 | 13:59 | 99-12-A | F6 | A1 | 2 | 2 | Vertical | AN | 99-12-A | J5 | 36557 | Open Secondary(OS) | Duplex | 99-12-A |  |  |  | CN |  |  |  |  | 6 | AWG | 0.5 | 6 | AWG | Single Phase | 124.6881 | 11.3021 | OBADO |  | 11.30207,124.68815
2026-01-30 | 13:59 | 99-12-A | F6 | A1 | 2 | 2 | Vertical | AN | 99-12-A | J5 | 36557 | Open Secondary(OS) | Duplex | 99-12-A |  |  |  | CN |  | a381111027 | Landis | 30 | 6 | AWG | 0.5 | 6 | AWG | Single Phase | 124.6885 | 11.3024 | OBADO |  | 11.30235,124.68848
2026-01-30 | 13:59 | 99-12-A | F6 | A1 | 2 | 2 | Vertical | AN | 99-12-A | J5 | 36557 | Open Secondary(OS) | Duplex | 99-12-A |  |  |  | CN |  | a351060764 | Landis | 30 | 6 | AWG | 0.5 | 6 | AWG | Single Phase | 124.6885 | 11.3024 | OBADO |  | 11.30235,124.68848
2026-01-30 | 14:00 | 99-12-A | F6 | A1 | 2 | 2 | Vertical | AN | 99-12-A | J5 | 36557 | Open Secondary(OS) | Duplex | 99-12-A |  |  |  | CN |  | a151535793 | Landis | 30 | 6 | AWG | 0.5 | 6 | AWG | Single Phase | 124.6885 | 11.3024 | OBADO |  | 11.30235,124.68848
2026-01-30 | 14:00 | 99-12-A | F6 | A1 | 2 | 2 | Vertical | AN | 99-12-A | J5 | 36557 | Open Secondary(OS) | Duplex | 99-12-A |  |  |  | CN |  | a151537988 | Landis | 30 | 6 | AWG | 0.5 | 6 | AWG | Single Phase | 124.6885 | 11.3024 | OBADO |  | 11.30235,124.68848
2026-01-30 | 14:00 | 99-12-A | F6 | A1 | 2 | 2 | Vertical | AN | 99-12-A | J5 | 36557 | Open Secondary(OS) | Duplex | 99-12-A |  |  |  | CN |  | 202501000087 | Techen | 60 | 6 | AWG | 0.5 | 6 | AWG | Single Phase | 124.6885 | 11.3024 | OBADO |  | 11.30235,124.68848
2026-01-30 | 14:00 | 99-12-A | F6 | A1 | 2 | 2 | Vertical | AN | 99-12-A | J5 | 36557 | Open Secondary(OS) | Duplex | 99-12-A |  |  |  | CN |  | SCL78856 | Landis | 30 | 6 | AWG | 0.5 | 6 | AWG | Single Phase | 124.6885 | 11.3024 | OBADO |  | 11.30235,124.68848
2026-01-30 | 14:00 | 99-12-A | F6 | A1 | 2 | 2 | Vertical | AN | 99-12-A | J5 | 36557 | Open Secondary(OS) | Duplex | 99-12-A |  |  |  | CN |  | a251559189 | Landis | 60 | 6 | AWG | 0.5 | 6 | AWG | Single Phase | 124.6885 | 11.3024 | OBADO |  | 11.30235,124.68848
2026-01-30 | 14:01 | 99-12-A | F6 | A1 | 2 | 2 | Vertical | AN | 99-12-A | J5 | 36557 | Open Secondary(OS) | Duplex | 99-12-A |  |  |  | CN |  | 202501000086 | Techen | 30 | 6 | AWG | 0.5 | 6 | AWG | Single Phase | 124.6885 | 11.3024 | OBADO |  | 11.30235,124.68848
2026-01-30 | 14:01 | 99-12-A | F6 | A1 | 2 | 2 | Vertical | AN | 99-12-A | J5 | 36557 | Open Secondary(OS) | Duplex | 99-12-A |  |  |  | CN |  | a151538887 | Landis | 30 | 6 | AWG | 0.5 | 6 | AWG | Single Phase | 124.6885 | 11.3024 | OBADO |  | 11.30235,124.68848
2026-01-30 | 14:01 | 99-12-A | F6 | A1 | 2 | 2 | Vertical | AN | 99-12-A | J5 | 36557 | Open Secondary(OS) | Duplex | 99-12-A |  |  |  | CN |  | 201700019756 | Intec | 60 | 6 | AWG | 0.5 | 6 | AWG | Single Phase | 124.6885 | 11.3024 | OBADO |  | 11.30235,124.68848
2026-01-30 | 14:01 | 99-12-A | F6 | A1 | 2 | 2 | Vertical | AN | 99-12-A | J5 | 36557 | Open Secondary(OS) | Duplex | 99-12-A |  |  |  | CN |  | 202501003911 | Techen | 30 | 6 | AWG | 0.5 | 6 | AWG | Single Phase | 124.6885 | 11.3024 | OBADO |  | 11.30235,124.68848
2026-01-30 | 14:02 | 99-12-A | F6 | A1 | 2 | 2 | Vertical | AN | 99-12-A | J5 | 36557 | Open Secondary(OS) | Duplex | 99-12-A |  |  |  | CN |  | 201700019755 | Intec | 30 | 6 | AWG | 0.5 | 6 | AWG | Single Phase | 124.6885 | 11.3024 | OBADO |  | 11.30235,124.68848
2026-01-30 | 14:02 | 99-12-A | F6 | A1 | 2 | 2 | Vertical | AN | 99-12-A | J5 | 36557 | Open Secondary(OS) | Duplex | 99-12-A |  |  |  | CN |  | 201700019759 | Intec | 60 | 6 | AWG | 0.5 | 6 | AWG | Single Phase | 124.6882 | 11.302 | OBADO |  | 11.30199,124.68825
2026-01-30 | 14:02 | 99-12-A | F6 | A1 | 2 | 2 | Vertical | AN | 99-12-A | J5 | 36557 | Open Secondary(OS) | Duplex | 99-12-A |  |  |  | CN |  | 201700019763 | Intec | 30 | 6 | AWG | 0.5 | 6 | AWG | Single Phase | 124.6882 | 11.302 | OBADO |  | 11.30199,124.68825
2026-01-30 | 14:02 | 99-12-A | F6 | A1 | 2 | 2 | Vertical | AN | 99-12-A | J5 | 36557 | Open Secondary(OS) | Duplex | 99-12-A |  |  |  | CN |  | 201700019754 | Intec | 60 | 6 | AWG | 0.5 | 6 | AWG | Single Phase | 124.6882 | 11.302 | OBADO |  | 11.30199,124.68825
2026-01-30 | 14:02 | 99-12-A | F6 | A1 | 2 | 2 | Vertical | AN | 99-12-A | J5 | 36557 | Open Secondary(OS) | Duplex | 99-12-A |  |  |  | CN |  | 201800121318 | Intec | 60 | 6 | AWG | 0.5 | 6 | AWG | Single Phase | 124.6882 | 11.302 | OBADO |  | 11.30199,124.68825
2026-01-30 | 14:03 | 99-12-A | F6 | A1 | 2 | 2 | Vertical | AN | 99-12-A | J5 | 36557 | Open Secondary(OS) | Duplex | 99-12-A |  |  |  | CN |  | 202200102235 | Intec | 60 | 6 | AWG | 0.5 | 6 | AWG | Single Phase | 124.6882 | 11.302 | OBADO |  | 11.30199,124.68825
2026-01-30 | 14:03 | 99-12-A | F6 | A1 | 2 | 2 | Vertical | AN | 99-12-A | J5 | 36557 | Open Secondary(OS) | Duplex | 99-12-A |  |  |  | CN |  | 202501000088 | Techen | 60 | 6 | AWG | 0.5 | 6 | AWG | Single Phase | 124.6884 | 11.3018 | OBADO |  | 11.3018,124.68836
2026-01-30 | 14:10 | 99-12-A | F6 | A1 | 2 | 2 | Vertical | CN | 99-12-A | [18 empty] | Single Phase |  |  | OBADO |  | ,
2026-01-30 | 14:10 | 99-12-A | F6 | A1 | 2 | 2 | Vertical | CN | 99-12-A | [18 empty] | Single Phase |  |  | OBADO |  | ,
2026-01-30 | 14:10 | 99-12-A | F6 | A1 | 2 | 2 | Vertical | CN | 99-12-A | J6 | 36557 | Open Secondary(OS) | Duplex | 99-12-A | [13 empty] | Single Phase |  |  | OBADO |  | ,
2026-01-30 | 14:11 | 99-12-A | F6 | A1 | 2 | 2 | Vertical | CN | 99-12-A | J6 | 36557 | Open Secondary(OS) | Duplex | 99-12-A | [5 empty] | 201900040035 | Intec | 30 | 6 | AWG | 0.5 | 6 | AWG | Single Phase |  |  | OBADO |  | ,
2026-01-30 | 14:11 | 99-12-A | F6 | A1 | 2 | 2 | Vertical | CN | 99-12-A | J6 | 36557 | Open Secondary(OS) | Duplex | 99-12-A | [5 empty] | SCL35236 | Landis | 30 | 6 | AWG | 0.5 | 6 | AWG | Single Phase |  |  | OBADO |  | ,
2026-01-30 | 14:11 | 99-12-A | F6 | A1 | 2 | 2 | Vertical | CN | 99-12-A | J6 | 36557 | Open Secondary(OS) | Duplex | 99-12-A | [5 empty] | 201700019762 | Intec | 30 | 6 | AWG | 0.5 | 6 | AWG | Single Phase |  |  | OBADO |  | ,
2026-01-30 | 14:11 | 99-12-A | F6 | A1 | 2 | 2 | Vertical | CN | 99-12-A | J6 | 36557 | Open Secondary(OS) | Duplex | 99-12-A | [5 empty] | 201700019761 | Intec | 60 | 6 | AWG | 0.5 | 6 | AWG | Single Phase |  |  | OBADO |  | ,
2026-01-30 | 14:12 | 99-12-A | F6 | A1 | 2 | 2 | Vertical | CN | 99-12-A | J6 | 36557 | Open Secondary(OS) | Duplex | 99-12-A | [5 empty] | 201700019744 | Intec | 60 | 6 | AWG | 0.5 | 6 | AWG | Single Phase |  |  | OBADO |  | ,
2026-01-30 | 14:12 | 99-12-A | F6 | A1 | 2 | 2 | Vertical | CN | 99-12-A | J6 | 36557 | Open Secondary(OS) | Duplex | 99-12-A | [5 empty] | 201700019748 | Intec | 60 | 6 | AWG | 0.5 | 6 | AWG | Single Phase |  |  | OBADO |  | ,
2026-01-30 | 14:12 | 99-12-A | F6 | A1 | 2 | 2 | Vertical | CN | 99-12-A | J6 | 36557 | Open Secondary(OS) | Duplex | 99-12-A | [5 empty] | 201700019750 | Intec | 60 | 6 | AWG | 0.5 | 6 | AWG | Single Phase |  |  | OBADO |  | ,
2026-01-30 | 14:12 | 99-12-A | F6 | A1 | 2 | 2 | Vertical | CN | 99-12-A | J6 | 36557 | Open Secondary(OS) | Duplex | 99-12-A | [5 empty] | a281146356 | Landis | 60 | 6 | AWG | 0.5 | 6 | AWG | Single Phase |  |  | OBADO |  | ,
2026-01-30 | 14:13 | 99-12-A | F6 | A1 | 2 | 2 | Vertical | CN | 99-12-A | J6 | 36557 | Open Secondary(OS) | Duplex | 99-12-A | [5 empty] | 201700020593 | Intec | 60 | 6 | AWG | 0.5 | 6 | AWG | Single Phase |  |  | OBADO |  | ,
2026-01-30 | 14:13 | 99-12-A | F6 | A1 | 2 | 2 | Vertical | CN | 99-12-A | J6 | 36557 | Open Secondary(OS) | Duplex | 99-12-A | [5 empty] | a321246300 | Landis | 30 | 6 | AWG | 0.5 | 6 | AWG | Single Phase |  |  | OBADO |  | ,
2026-01-30 | 14:13 | 99-12-A | F6 | A1 | 2 | 2 | Vertical | CN | 99-12-A | J6 | 36557 | Open Secondary(OS) | Duplex | 99-12-A | [5 empty] | 202501001596 | Techen | 60 | 6 | AWG | 0.5 | 6 | AWG | Single Phase |  |  | OBADO |  | ,
2026-01-30 | 14:13 | 99-12-A | F6 | A1 | 2 | 2 | Vertical | CN | 99-12-A | J6 | 36557 | Open Secondary(OS) | Duplex | 99-12-A | [5 empty] | 201700019749 | Intec | 60 | 6 | AWG | 0.5 | 6 | AWG | Single Phase |  |  | OBADO |  | ,
2026-01-30 | 14:14 | 99-12-A | F6 | A1 | 2 | 2 | Vertical | CN | 99-12-A | J6 | 36557 | Open Secondary(OS) | Duplex | 99-12-A | [5 empty] | 201700019757 | Intec | 30 | 6 | AWG | 0.5 | 6 | AWG | Single Phase |  |  | OBADO |  | ,
2026-01-30 | 14:14 | 99-12-A | F6 | A1 | 2 | 2 | Vertical | CN | 99-12-A | J6 | 36557 | Open Secondary(OS) | Duplex | 99-12-A | [5 empty] | 202501001584 | Techen | 30 | 6 | AWG | 0.5 | 6 | AWG | Single Phase |  |  | OBADO |  | ,
2026-01-30 | 14:14 | 99-12-A | F6 | A1 | 2 | 2 | Vertical | CN | 99-12-A | J6 | 36557 | Open Secondary(OS) | Duplex | 99-12-A | [5 empty] | a321247029 | Landis | 60 | 6 | AWG | 0.5 | 6 | AWG | Single Phase |  |  | OBADO |  | ,
2026-01-30 | 14:15 | 99-12-A | F6 | A1 | 2 | 2 | Vertical | CN | 99-12-A | J6 | 36557 | Open Secondary(OS) | Duplex | 99-12-A | [5 empty] | a321247218 | Landis | 30 | 6 | AWG | 0.5 | 6 | AWG | Single Phase |  |  | OBADO |  | ,
2026-01-30 | 14:15 | 99-12-A | F6 | A1 | 2 | 2 | Vertical | CN | 99-12-A | J6 | 36557 | Open Secondary(OS) | Duplex | 99-12-A | [5 empty] | a221473284 | Landis | 60 | 6 | AWG | 0.5 | 6 | AWG | Single Phase |  |  | OBADO |  | ,
2026-01-30 | 14:15 | 99-12-A | F6 | A1 | 2 | 2 | Vertical | CN | 99-12-A | J6 | 36557 | Open Secondary(OS) | Duplex | 99-12-A | [5 empty] | a321246253 | Landis | 60 | 6 | AWG | 0.5 | 6 | AWG | Single Phase | 124.6887 | 11.3016 | OBADO |  | 11.30156,124.68873
2026-01-30 | 14:15 | 99-12-A | F6 | A1 | 2 | 2 | Vertical | CN | 99-12-A | J6 | 36557 | Open Secondary(OS) | Duplex | 99-12-A | [5 empty] | 202501001583 | Techen | 60 | 6 | AWG | 0.5 | 6 | AWG | Single Phase | 124.6887 | 11.3016 | OBADO |  | 11.30156,124.68873
2026-01-30 | 14:16 | 99-12-A | F6 | A1 | 2 | 2 | Vertical | CN | 99-12-A | J6 | 36557 | Open Secondary(OS) | Duplex | 99-12-A | [5 empty] | 201700019752 | Intec | 30 | 6 | AWG | 0.5 | 6 | AWG | Single Phase | 124.6887 | 11.3016 | OBADO |  | 11.30156,124.68873
2026-01-30 | 14:16 | 99-12-A | F6 | A1 | 2 | 2 | Vertical | CN | 99-12-A | J6 | 36557 | Open Secondary(OS) | Duplex | 99-12-A | [5 empty] | 201700019747 | Intec | 60 | 6 | AWG | 0.5 | 6 | AWG | Single Phase | 124.6887 | 11.3016 | OBADO |  | 11.30156,124.68873
2026-01-30 | 14:16 | 99-12-A | F6 | A1 | 2 | 2 | Vertical | CN | 99-12-A | J6 | 36557 | Open Secondary(OS) | Duplex | 99-12-A | [5 empty] | 201700019758 | Intec | 60 | 6 | AWG | 0.5 | 6 | AWG | Single Phase | 124.6887 | 11.3016 | OBADO |  | 11.30156,124.68873
2026-01-30 | 14:16 | 99-12-A | F6 | A1 | 2 | 2 | Vertical | CN | 99-12-A | J6 | 36557 | Open Secondary(OS) | Duplex | 99-12-A | [5 empty] | a401216819 | Landis | 60 | 6 | AWG | 0.5 | 6 | AWG | Single Phase | 124.6888 | 11.3016 | OBADO |  | 11.30163,124.68879
2026-01-30 | 14:16 | 99-12-A | F6 | A1 | 2 | 2 | Vertical | CN | 99-12-A | J6 | 36557 | Open Secondary(OS) | Duplex | 99-12-A | [5 empty] | a351059192 | Landis | 60 | 6 | AWG | 0.5 | 6 | AWG | Single Phase | 124.6888 | 11.3016 | OBADO |  | 11.30163,124.68879
2026-01-30 | 14:16 | 99-12-A | F6 | A1 | 2 | 2 | Vertical | CN | 99-12-A | J6 | 36557 | Open Secondary(OS) | Duplex | 99-12-A | [5 empty] | 201700019738 | Intec | 60 | 6 | AWG | 0.5 | 6 | AWG | Single Phase | 124.6888 | 11.3016 | OBADO |  | 11.30163,124.68879
2026-01-30 | 14:17 | 99-12-A | F6 | A1 | 2 | 2 | Vertical | CN | 99-12-A | J6 | 36557 | Open Secondary(OS) | Duplex | 99-12-A | [5 empty] | 202501001225 | Intec | 60 | 6 | AWG | 0.5 | 6 | AWG | Single Phase | 124.6888 | 11.3016 | OBADO |  | 11.30163,124.68879
2026-01-30 | 14:17 | 99-12-A | F6 | A1 | 2 | 2 | Vertical | CN | 99-12-A | J6 | 36557 | Open Secondary(OS) | Duplex | 99-12-A | [5 empty] | 808034750 | EDMI | 30 | 6 | AWG | 0.5 | 6 | AWG | Single Phase | 124.6888 | 11.3016 | OBADO |  | 11.30163,124.68879
2026-01-30 | 14:17 | 99-12-A | F6 | A1 | 2 | 2 | Vertical | CN | 99-12-A | J6 | 36557 | Open Secondary(OS) | Duplex | 99-12-A | [5 empty] | 202501001597 | Techen | 30 | 6 | AWG | 0.5 | 6 | AWG | Single Phase | 124.6888 | 11.3019 | OBADO |  | 11.30188,124.68884
2026-01-30 | 14:17 | 99-12-A | F6 | A1 | 2 | 2 | Vertical | CN | 99-12-A | J6 | 36557 | Open Secondary(OS) | Duplex | 99-12-A | [5 empty] | 201900067421 | Intec | 60 | 6 | AWG | 0.5 | 6 | AWG | Single Phase | 124.6888 | 11.3019 | OBADO |  | 11.30188,124.68884
2026-01-30 | 14:18 | 99-12-A | F6 | A1 | 2 | 2 | Vertical | CN | 99-12-A | J6 | 36557 | Open Secondary(OS) | Duplex | 99-12-A | [5 empty] | SCL77740 | Landis | 30 | 6 | AWG | 0.5 | 6 | AWG | Single Phase | 124.6888 | 11.3019 | OBADO |  | 11.30188,124.68884
2026-01-30 | 14:37 | 99-17 | F6 | A1 | 2 | 2 | Vertical | AN | 99-17 | [18 empty] | Single Phase | 124.6874 | 11.3022 | OBADO |  | 11.30224,124.68736
2026-01-30 | 14:45 | 99-17 | F6 | A1 | 2 | 2 | Vertical | AN | 99-17 | J5 | 36557 | Open Secondary(OS) | Duplex | 99-17 | [13 empty] | Single Phase | 124.6874 | 11.3023 | OBADO |  | 11.30228,124.68739
2026-01-30 | 14:45 | 99-17 | F6 | A1 | 2 | 2 | Vertical | AN | 99-17 | J5 | 36557 | Open Secondary(OS) | Duplex | 99-17 | 25 | Common | 99-17 | CN | No | [8 empty] | Single Phase | 124.6874 | 11.3023 | OBADO |  | 11.30233,124.68742
2026-01-30 | 14:46 | 99-17 | F6 | A1 | 2 | 2 | Vertical | AN | 99-17 | J6 | 36557 | Open Secondary(OS) | Duplex | 99-17 | 25 | Common | 99-17 | CN | No | [8 empty] | Single Phase | 124.6874 | 11.3023 | OBADO |  | 11.30233,124.68742
2026-01-30 | 14:46 | 99-17 | F6 | A1 | 2 | 2 | Vertical | AN | 99-17 | J6 | 36557 | Open Secondary(OS) | Duplex | 99-17 | 25 | Common | 99-17 | CN | No | [8 empty] | Single Phase | 124.6874 | 11.3023 | OBADO |  | 11.30233,124.68742
2026-01-30 | 14:46 | 99-17 | F6 | A1 | 2 | 2 | Vertical | AN | 99-17 | J6 | 36557 | Open Secondary(OS) | Duplex | 99-17 | 25 | Common | 99-17 | CN | No | [8 empty] | Single Phase | 124.6875 | 11.3023 | OBADO |  | 11.30229,124.68746
2026-01-30 | 14:47 | 99-17 | F6 | A1 | 2 | 2 | Vertical | AN | 99-17 | J6 | 36557 | Open Secondary(OS) | Duplex | 99-17 | 25 | Common | 99-17 | CN | No | 201800156811 | Intec | 60 | 6 | AWG | 0.5 | 6 | AWG | Single Phase | 124.6877 | 11.3023 | OBADO |  | 11.30234,124.68772
2026-01-30 | 14:47 | 99-17 | F6 | A1 | 2 | 2 | Vertical | AN | 99-17 | J6 | 36557 | Open Secondary(OS) | Duplex | 99-17 | 25 | Common | 99-17 | CN | No | 201900066316 | Intec | 30 | 6 | AWG | 0.5 | 6 | AWG | Single Phase | 124.6877 | 11.3023 | OBADO |  | 11.30234,124.68772
2026-01-30 | 14:48 | 99-17 | F6 | A1 | 2 | 2 | Vertical | AN | 99-17 | J6 | 36557 | Open Secondary(OS) | Duplex | 99-17 | 25 | Common | 99-17 | CN | No | SCL707179 | Landis | 30 | 6 | AWG | 0.5 | 6 | AWG | Single Phase | 124.6877 | 11.3023 | OBADO |  | 11.30234,124.68772
2026-01-30 | 14:48 | 99-17 | F6 | A1 | 2 | 2 | Vertical | AN | 99-17 | J6 | 36557 | Open Secondary(OS) | Duplex | 99-17 | 25 | Common | 99-17 | CN | No | SCL77179 | Landis | 30 | 6 | AWG | 0.5 | 6 | AWG | Single Phase | 124.6877 | 11.3023 | OBADO |  | 11.30234,124.68772
2026-01-30 | 14:48 | 99-17 | F6 | A1 | 2 | 2 | Vertical | AN | 99-17 | J6 | 36557 | Open Secondary(OS) | Duplex | 99-17 | 25 | Common | 99-17 | CN | No | SCL77179 | Landis | 30 | 6 | AWG | 0.5 | 6 | AWG | Single Phase | 124.6877 | 11.3023 | OBADO |  | 11.30234,124.68772
2026-01-30 | 14:48 | 99-17 | F6 | A1 | 2 | 2 | Vertical | AN | 99-17 | J6 | 36557 | Open Secondary(OS) | Duplex | 99-17 | 25 | Common | 99-17 | CN | No | a351390856 | Landis | 30 | 6 | AWG | 0.5 | 6 | AWG | Single Phase | 124.6877 | 11.3023 | OBADO |  | 11.30234,124.68772
2026-01-30 | 14:49 | 99-17 | F6 | A1 | 2 | 2 | Vertical | AN | 99-17 | J6 | 36557 | Open Secondary(OS) | Duplex | 99-17 | 25 | Common | 99-17 | CN | No | a351390856 | Landis | 30 | 6 | AWG | 0.5 | 6 | AWG | Single Phase | 124.6877 | 11.3023 | OBADO |  | 11.30234,124.68772
2026-01-30 | 14:52 | 99-17 | F6 | A1 | 2 | 2 | Vertical | AN | 99-17 | J6 | 36557 | Open Secondary(OS) | Duplex | 99-17 | 25 | Common | 99-17 | CN | No | 201900065166 | Intec | 30 | 6 | AWG | 0.5 | 6 | AWG | Single Phase | 124.6877 | 11.3023 | OBADO |  | 11.30234,124.68772
2026-01-30 | 14:53 | 99-17 | F6 | A1 | 2 | 2 | Vertical | AN | 99-17 | J6 | 36557 | Open Secondary(OS) | Duplex | 99-17 | 25 | Common | 99-17 | CN | No | 202200101915 | Intec | 30 | 6 | AWG | 0.5 | 6 | AWG | Single Phase | 124.6882 | 11.3021 | OBADO |  | 11.30209,124.68825
2026-01-30 | 14:55 | 99-17 | F6 | A1 | 2 | 2 | Vertical | AN | 99-17 | [18 empty] | Single Phase | 124.6883 | 11.302 | OBADO |  | 11.30199,124.68827
2026-01-30 | 14:55 | 99-17 | F6 | A1 | 2 | 2 | Vertical | AN | 99-17 | [18 empty] | Single Phase | 124.6883 | 11.302 | OBADO |  | 11.30199,124.68827
2026-01-30 | 14:55 | 99-17 | F6 | A1 | 2 | 2 | Vertical | AN | 99-17 | J6 | 36557 | Open Secondary(OS) | Duplex | 99-17 | [13 empty] | Single Phase | 124.6879 | 11.302 | OBADO |  | 11.30197,124.68786
2026-01-30 | 14:56 | 99-17 | F6 | A1 | 2 | 2 | Vertical | AN | 99-17 | J6 | 36557 | Open Secondary(OS) | Duplex | 99-17 | 25 | Common | 99-17 | AN | Yes | [8 empty] | Single Phase | 124.6879 | 11.302 | OBADO |  | 11.30197,124.68786
2026-01-30 | 14:57 | 99-17 | F6 | A1 | 2 | 2 | Vertical | AN | 99-17 | J6 | 36557 | Open Secondary(OS) | Duplex | 99-17 | 25 | Common | 99-17 | AN | Yes | a151535646 | Landis | 30 | 6 | AWG | 0.5 | 6 | AWG | Single Phase | 124.6881 | 11.3022 | OBADO |  | 11.30217,124.68806
2026-01-30 | 14:57 | 99-17 | F6 | A1 | 2 | 2 | Vertical | AN | 99-17 | J6 | 36557 | Open Secondary(OS) | Duplex | 99-17 | 25 | Common | 99-17 | AN | Yes | 202501003125 | Techen | 30 | 6 | AWG | 0.5 | 6 | AWG | Single Phase | 124.6881 | 11.3022 | OBADO |  | 11.30217,124.68806
2026-01-30 | 14:57 | 99-17 | F6 | A1 | 2 | 2 | Vertical | AN | 99-17 | J6 | 36557 | Open Secondary(OS) | Duplex | 99-17 | 25 | Common | 99-17 | AN | Yes | SCL17180 | Landis | 30 | 6 | AWG | 0.5 | 6 | AWG | Single Phase | 124.6881 | 11.3022 | OBADO |  | 11.30217,124.68806
2026-01-30 | 14:58 | 99-17 | F6 | A1 | 2 | 2 | Vertical | AN | 99-17 | J6 | 36557 | Open Secondary(OS) | Duplex | 99-17 | 25 | Common | 99-17 | AN | Yes | 202501003493 | Techen | 30 | 6 | AWG | 0.5 | 6 | AWG | Single Phase | 124.6879 | 11.3024 | OBADO |  | 11.30241,124.68792
2026-01-30 | 14:58 | 99-17 | F6 | A1 | 2 | 2 | Vertical | AN | 99-17 | J6 | 36557 | Open Secondary(OS) | Duplex | 99-17 | 25 | Common | 99-17 | AN | Yes | a390929639 | Landis | 30 | 6 | AWG | 0.5 | 6 | AWG | Single Phase | 124.6879 | 11.3024 | OBADO |  | 11.30241,124.68792
2026-01-30 | 14:59 | 99-17 | F6 | A1 | 2 | 2 | Vertical | AN | 99-17 | J6 | 36557 | Open Secondary(OS) | Duplex | 99-17 | 25 | Common | 99-17 | AN | Yes | a251122230 | Landis | 30 | 6 | AWG | 0.5 | 6 | AWG | Single Phase | 124.6881 | 11.3024 | OBADO |  | 11.30242,124.68806
2026-01-30 | 14:59 | 99-17 | F6 | A1 | 2 | 2 | Vertical | AN | 99-17 | J6 | 36557 | Open Secondary(OS) | Duplex | 99-17 | 25 | Common | 99-17 | AN | Yes | 360224 |  | 60 | 6 | AWG | 0.5 | 6 | AWG | Single Phase | 124.6881 | 11.3024 | OBADO |  | 11.30242,124.68806
2026-01-30 | 15:43 | 99-18 | F6 | A6 | 2 | 2 | Vertical | AN | 99-18 | J6 | 36557 | Open Secondary(OS) | Duplex | 99-17 | 25 | Common | 99-17 | AN | Yes |  |  |  | 6 | AWG | 0.5 | 6 | AWG | Single Phase | 124.6881 | 11.3024 | OBADO |  | 11.30242,124.68806
2026-01-30 | 15:44 | 99-18 | F6 | A6 | 2 | 2 | Vertical | AN | 99-18 | J6 | 36557 | Open Secondary(OS) | Duplex | 99-18 | 25 | Common | 99-17 | AN | Yes |  |  |  | 6 | AWG | 0.5 | 6 | AWG | Single Phase | 124.6881 | 11.3026 | OBADO |  | 11.30264,124.68806
2026-01-30 | 15:44 | 99-18 | F6 | A6 | 2 | 2 | Vertical | AN | 99-18 | J6 | 36557 | Open Secondary(OS) | Duplex | 99-18 | 75 | Common | 99-18 | AN | No |  |  |  | 6 | AWG | 0.5 | 6 | AWG | Single Phase | 124.6881 | 11.3026 | OBADO |  | 11.30264,124.68806
2026-01-30 | 15:44 | 99-18 | F6 | A6 | 2 | 2 | Vertical | AN | 99-18 | J6 | 36557 | Open Secondary(OS) | Duplex | 99-18 | 75 | Sole | 99-18 | AN | No |  |  |  | 6 | AWG | 0.5 | 6 | AWG | Single Phase | 124.6881 | 11.3026 | OBADO |  | 11.30264,124.68806
2026-01-30 | 15:45 | 99-18 | F6 | A6 | 2 | 2 | Vertical | AN | 99-18 | J6 | 36557 | Open Secondary(OS) | Duplex | 99-18 | 75 | Sole | 99-18 | AN | No | 808034755 | EDMI | 30 | 6 | AWG | 0.5 | 6 | AWG | Single Phase | 124.6878 | 11.3027 | OBADO |  | 11.3027,124.68783
2026-01-30 | 15:45 | 99-18 | F6 | A6 | 2 | 2 | Vertical | AN | 99-18 | J6 | 36557 | Open Secondary(OS) | Duplex | 99-18 |  |  |  | AN |  | 202501001314 | Techen | 30 | 6 | AWG | 0.5 | 6 | AWG | Single Phase | 124.6878 | 11.3027 | OBADO |  | 11.30268,124.68785
2026-01-30 | 15:45 | 99-18 | F6 | A6 | 2 | 2 | Vertical | AN | 99-18 | J6 | 36557 | Open Secondary(OS) | Duplex | 99-18 |  |  |  | AN |  | 90351570 | Techen | 30 | 6 | AWG | 0.5 | 6 | AWG | Single Phase | 124.6878 | 11.3027 | OBADO |  | 11.30268,124.68785
2026-01-30 | 15:46 | 99-18 | F6 | A6 | 2 | 2 | Vertical | AN | 99-18 | J6 | 36557 | Open Secondary(OS) | Duplex | 99-18 |  |  |  | AN |  | 432000 | Intec | 30 | 6 | AWG | 0.5 | 6 | AWG | Single Phase | 124.6878 | 11.3027 | OBADO |  | 11.30268,124.68785
2026-01-30 | 15:46 | 99-18 | F6 | A6 | 2 | 2 | Vertical | AN | 99-18 | J6 | 36557 | Open Secondary(OS) | Duplex | 99-18 |  |  |  | AN |  | 202200101907 | Intec | 30 | 6 | AWG | 0.5 | 6 | AWG | Single Phase | 124.6878 | 11.3027 | OBADO |  | 11.30268,124.68785
2026-01-30 | 15:46 | 99-18 | F6 | A6 | 2 | 2 | Vertical | AN | 99-18 | J6 | 36557 | Open Secondary(OS) | Duplex | 99-18 |  |  |  | AN |  | a381107760 | Landis | 30 | 6 | AWG | 0.5 | 6 | AWG | Single Phase | 124.6878 | 11.3027 | OBADO |  | 11.30268,124.68785
2026-01-30 | 15:46 | 99-18 | F6 | A6 | 2 | 2 | Vertical | AN | 99-18 | J6 | 36557 | Open Secondary(OS) | Duplex | 99-18 |  |  |  | AN |  | a081436448 | Landis | 30 | 6 | AWG | 0.5 | 6 | AWG | Single Phase | 124.688 | 11.3025 | OBADO |  | 11.30249,124.688
2026-01-30 | 15:46 | 99-18 | F6 | A6 | 2 | 2 | Vertical | AN | 99-18 | J6 | 36557 | Open Secondary(OS) | Duplex | 99-18 |  |  |  | AN |  | 201900064427 | Intec | 60 | 6 | AWG | 0.5 | 6 | AWG | Single Phase | 124.688 | 11.3025 | OBADO |  | 11.30249,124.688
2026-01-30 | 15:47 | 99-18 | F6 | A6 | 2 | 2 | Vertical | AN | 99-18 | J6 | 36557 | Open Secondary(OS) | Duplex | 99-18 |  |  |  | AN |  | 201900064767 | Intec | 60 | 6 | AWG | 0.5 | 6 | AWG | Single Phase | 124.688 | 11.3025 | OBADO |  | 11.30249,124.688
2026-01-30 | 15:47 | 99-18 | F6 | A6 | 2 | 2 | Vertical | AN | 99-18 | J6 | 36557 | Open Secondary(OS) | Duplex | 99-18 |  |  |  | AN |  | 90282965 | Techen | 60 | 6 | AWG | 0.5 | 6 | AWG | Single Phase | 124.688 | 11.3025 | OBADO |  | 11.30249,124.688
2026-01-30 | 15:48 | 99-18-A | F6 | A6 | 2 | 2 | Vertical | AN | 99-18-A | J6 | 36557 | Open Secondary(OS) | Duplex | 99-18 |  |  |  | AN |  |  |  |  | 6 | AWG | 0.5 | 6 | AWG | Single Phase | 124.6882 | 11.3023 | OBADO |  | 11.30227,124.68821
2026-01-30 | 15:49 | 99-18-A | F6 | A6 | 2 | 2 | Vertical | AN | 99-18-A | J6 | 36557 | Open Secondary(OS) | Duplex | 99-18 |  |  |  | AN |  |  |  |  | 6 | AWG | 0.5 | 6 | AWG | Single Phase | 124.6882 | 11.3023 | OBADO |  | 11.30227,124.68821
2026-01-30 | 15:49 | 99-18-A | F6 | A6 | 2 | 2 | Vertical | AN | 99-18-A | J6 | 36557 | Open Secondary(OS) | Duplex | 99-18-A |  |  |  | AN |  |  |  |  | 6 | AWG | 0.5 | 6 | AWG | Single Phase | 124.6882 | 11.3023 | OBADO |  | 11.30225,124.68823
2026-01-30 | 15:51 | 99-18-A | F6 | A6 | 2 | 2 | Vertical | AN | 99-18-A | J6 | 36557 | Open Secondary(OS) | Duplex | 99-18-A |  |  |  | AN |  | SCL34998 | Landis | 30 | 6 | AWG | 0.5 | 6 | AWG | Single Phase | 124.6882 | 11.3023 | OBADO |  | 11.30225,124.68823
2026-01-30 | 15:51 | 99-18-A | F6 | A6 | 2 | 2 | Vertical | AN | 99-18-A | J6 | 36557 | Open Secondary(OS) | Duplex | 99-18-A |  |  |  | AN |  | 202501002681 | Techen | 30 | 6 | AWG | 0.5 | 6 | AWG | Single Phase | 124.6882 | 11.3023 | OBADO |  | 11.30225,124.68823
2026-01-30 | 15:51 | 99-18-A | F6 | A6 | 2 | 2 | Vertical | AN | 99-18-A | J6 | 36557 | Open Secondary(OS) | Duplex | 99-18-A |  |  |  | AN |  | 202200101908 | Intec | 30 | 6 | AWG | 0.5 | 6 | AWG | Single Phase | 124.6882 | 11.3023 | OBADO |  | 11.30225,124.68823
2026-01-30 | 15:51 | 99-18-A | F6 | A6 | 2 | 2 | Vertical | AN | 99-18-A | J6 | 36557 | Open Secondary(OS) | Duplex | 99-18-A |  |  |  | AN |  | 202100042288 | Intec | 30 | 6 | AWG | 0.5 | 6 | AWG | Single Phase | 124.6882 | 11.3022 | OBADO |  | 11.30223,124.68824
2026-01-30 | 15:52 | 99-18-A | F6 | A6 | 2 | 2 | Vertical | AN | 99-18-A | J6 | 36557 | Open Secondary(OS) | Duplex | 99-18-A |  |  |  | AN |  | a221473798 | Landis | 30 | 6 | AWG | 0.5 | 6 | AWG | Single Phase | 124.6882 | 11.3022 | OBADO |  | 11.30223,124.68824
2026-01-30 | 15:52 | 99-18-A | F6 | A6 | 2 | 2 | Vertical | AN | 99-18-A | J6 | 36557 | Open Secondary(OS) | Duplex | 99-18-A |  |  |  | AN |  | 202501003650 | Techen | 60 | 6 | AWG | 0.5 | 6 | AWG | Single Phase | 124.6882 | 11.3022 | OBADO |  | 11.30223,124.68824
2026-01-30 | 15:52 | 99-18-A | F6 | A6 | 2 | 2 | Vertical | AN | 99-18-A | J6 | 36557 | Open Secondary(OS) | Duplex | 99-18-A |  |  |  | AN |  | a221462801 | Landis | 60 | 6 | AWG | 0.5 | 6 | AWG | Single Phase | 124.6882 | 11.3022 | OBADO |  | 11.30223,124.68824
2026-01-30 | 15:52 | 99-18-A | F6 | A6 | 2 | 2 | Vertical | AN | 99-18-A | J6 | 36557 | Open Secondary(OS) | Duplex | 99-18-A |  |  |  | AN |  | a261452518 | Landis | 30 | 6 | AWG | 0.5 | 6 | AWG | Single Phase | 124.6882 | 11.3022 | OBADO |  | 11.30223,124.68824
2026-01-30 | 15:53 | 99-18-A | F6 | A6 | 2 | 2 | Vertical | AN | 99-18-A | J6 | 36557 | Open Secondary(OS) | Duplex | 99-18-A |  |  |  | AN |  | 12685962 | Enertek | 30 | 6 | AWG | 0.5 | 6 | AWG | Single Phase | 124.6882 | 11.3022 | OBADO |  | 11.30223,124.68824
2026-01-30 | 15:53 | 99-18-A | F6 | A6 | 2 | 2 | Vertical | AN | 99-18-A | J6 | 36557 | Open Secondary(OS) | Duplex | 99-18-A |  |  |  | AN |  | 0909-C003-9655 |  | 30 | 6 | AWG | 0.5 | 6 | AWG | Single Phase | 124.6882 | 11.3022 | OBADO |  | 11.30223,124.68824
2026-01-30 | 15:54 | 99-18-A | F6 | A6 | 2 | 2 | Vertical | AN | 99-18-A | J6 | 36557 | Open Secondary(OS) | Duplex | 99-18-A |  |  |  | AN |  | 90222066 | Techen | 30 | 6 | AWG | 0.5 | 6 | AWG | Single Phase | 124.6882 | 11.3022 | OBADO |  | 11.30223,124.68824
2026-01-30 | 15:54 | 99-18-A | F6 | A6 | 2 | 2 | Vertical | AN | 99-18-A | J6 | 36557 | Open Secondary(OS) | Duplex | 99-18-A |  |  |  | AN |  | 201900068974 | Intec | 30 | 6 | AWG | 0.5 | 6 | AWG | Single Phase | 124.6882 | 11.3022 | OBADO |  | 11.30223,124.68824
2026-01-30 | 15:54 | 99-18-A | F6 | A6 | 2 | 2 | Vertical | AN | 99-18-A | J6 | 36557 | Open Secondary(OS) | Duplex | 99-18-A |  |  |  | AN |  | 363012 |  | 30 | 6 | AWG | 0.5 | 6 | AWG | Single Phase | 124.6882 | 11.3022 | OBADO |  | 11.30223,124.68824
2026-01-30 | 15:54 | 99-18-A | F6 | A6 | 2 | 2 | Vertical | AN | 99-18-A | J6 | 36557 | Open Secondary(OS) | Duplex | 99-18-A |  |  |  | AN |  | 202400087480 | Intec | 30 | 6 | AWG | 0.5 | 6 | AWG | Single Phase | 124.6882 | 11.3022 | OBADO |  | 11.30223,124.68824
2026-01-30 | 15:55 | 99-18-A | F6 | A6 | 2 | 2 | Vertical | AN | 99-18-A | J6 | 36557 | Open Secondary(OS) | Duplex | 99-18-A |  |  |  | AN |  | 202400085303 | Intec | 30 | 6 | AWG | 0.5 | 6 | AWG | Single Phase | 124.6882 | 11.3022 | OBADO |  | 11.30223,124.68824
2026-01-30 | 15:55 | 99-18-A | F6 | A6 | 2 | 2 | Vertical | AN | 99-18-A | J6 | 36557 | Open Secondary(OS) | Duplex | 99-18-A |  |  |  | AN |  | 90284214 | Techen | 60 | 6 | AWG | 0.5 | 6 | AWG | Single Phase | 124.6882 | 11.3022 | OBADO |  | 11.30223,124.68824
2026-01-30 | 15:55 | 99-18-A | F6 | A6 | 2 | 2 | Vertical | AN | 99-18-A | J6 | 36557 | Open Secondary(OS) | Duplex | 99-18-A |  |  |  | AN |  | 90284215 | Techen | 30 | 6 | AWG | 0.5 | 6 | AWG | Single Phase | 124.6882 | 11.3022 | OBADO |  | 11.30223,124.68824
2026-01-30 | 15:55 | 99-18-A | F6 | A6 | 2 | 2 | Vertical | AN | 99-18-A | J6 | 36557 | Open Secondary(OS) | Duplex | 99-18-A |  |  |  | AN |  | SCL77637 | Landis | 30 | 6 | AWG | 0.5 | 6 | AWG | Single Phase | 124.6882 | 11.3022 | OBADO |  | 11.30223,124.68824
2026-01-30 | 15:55 | 99-18-A | F6 | A6 | 2 | 2 | Vertical | AN | 99-18-A | J6 | 36557 | Open Secondary(OS) | Duplex | 99-18-A |  |  |  | AN |  | 488480 | Intec | 30 | 6 | AWG | 0.5 | 6 | AWG | Single Phase | 124.6882 | 11.3022 | OBADO |  | 11.30223,124.68824
2026-01-30 | 15:56 | 99-18-A | F6 | A6 | 2 | 2 | Vertical | AN | 99-18-A | J6 | 36557 | Open Secondary(OS) | Duplex | 99-18-A |  |  |  | AN |  | 202400314007 | Intec | 30 | 6 | AWG | 0.5 | 6 | AWG | Single Phase | 124.6882 | 11.3022 | OBADO |  | 11.30223,124.68824
2026-01-30 | 15:56 | 99-18-A | F6 | A6 | 2 | 2 | Vertical | AN | 99-18-A | J6 | 36557 | Open Secondary(OS) | Duplex | 99-18-A |  |  |  | AN |  | a381110903 | Landis | 30 | 6 | AWG | 0.5 | 6 | AWG | Single Phase | 124.6882 | 11.3022 | OBADO |  | 11.30223,124.68824
2026-01-30 | 15:56 | 99-18-A | F6 | A6 | 2 | 2 | Vertical | AN | 99-18-A | J6 | 36557 | Open Secondary(OS) | Duplex | 99-18-A |  |  |  | AN |  | a321247033 | Landis | 30 | 6 | AWG | 0.5 | 6 | AWG | Single Phase | 124.6882 | 11.3022 | OBADO |  | 11.30223,124.68824
2026-01-30 | 15:56 | 99-18-A | F6 | A6 | 2 | 2 | Vertical | AN | 99-18-A | J6 | 36557 | Open Secondary(OS) | Duplex | 99-18-A |  |  |  | AN |  | 90222017 | Techen | 30 | 6 | AWG | 0.5 | 6 | AWG | Single Phase | 124.6882 | 11.3022 | OBADO |  | 11.30223,124.68824
2026-01-30 | 15:56 | 99-18-A | F6 | A6 | 2 | 2 | Vertical | AN | 99-18-A | J6 | 36557 | Open Secondary(OS) | Duplex | 99-18-A |  |  |  | AN |  | 90282966 | Techen | 30 | 6 | AWG | 0.5 | 6 | AWG | Single Phase | 124.6882 | 11.3022 | OBADO |  | 11.30223,124.68824
2026-01-30 | 15:56 | 99-18-A | F6 | A6 | 2 | 2 | Vertical | AN | 99-18-A | J6 | 36557 | Open Secondary(OS) | Duplex | 99-18-A |  |  |  | AN |  | 355048 | Intec | 30 | 6 | AWG | 0.5 | 6 | AWG | Single Phase | 124.6882 | 11.3022 | OBADO |  | 11.30223,124.68824
2026-01-30 | 15:57 | 99-18-A | F6 | A6 | 2 | 2 | Vertical | AN | 99-18-A | J6 | 36557 | Open Secondary(OS) | Duplex | 99-18-A |  |  |  | AN |  | 90282906 | Techen | 30 | 6 | AWG | 0.5 | 6 | AWG | Single Phase | 124.6882 | 11.3022 | OBADO |  | 11.30223,124.68824
2026-01-30 | 16:00 | 99-18-a | F6 | A6 | 2 | 2 | Vertical | CN | 99-18-a3 | [18 empty] | Single Phase | 124.6882 | 11.3022 | OBADO |  | 11.30223,124.68825
2026-01-30 | 16:00 | 99-18-a | F6 | A6 | 2 | 2 | Vertical | CN | 99-18-a3 | J6 | 36557 | Open Secondary(OS) | Duplex | 99-18-a | [13 empty] | Single Phase | 124.6882 | 11.3023 | OBADO |  | 11.30232,124.68823
2026-01-30 | 16:00 | 99-18-a | F6 | A6 | 2 | 2 | Vertical | CN | 99-18-a3 | J6 | 36557 | Open Secondary(OS) | Duplex | 99-18-a |  |  |  |  | Yes | [8 empty] | Single Phase | 124.6882 | 11.3023 | OBADO |  | 11.30232,124.68823
2026-01-30 | 16:00 | 99-18-a | F6 | A6 | 2 | 2 | Vertical | CN | 99-18-a3 | J6 | 36557 | Open Secondary(OS) | Duplex | 99-18-a |  |  |  |  | Yes | [8 empty] | Single Phase | 124.6882 | 11.3023 | OBADO |  | 11.30232,124.68823
2026-01-30 | 16:01 | 99-18-a | F6 | A6 | 2 | 2 | Vertical | CN | 99-18-a3 | J6 | 36557 | Open Secondary(OS) | Duplex | 99-18-a |  |  |  |  | Yes | a151535651 | Landis | 30 | 6 | AWG | 0.5 | 6 | AWG | Single Phase | 124.6882 | 11.3023 | OBADO |  | 11.30232,124.68823
2026-01-30 | 16:01 | 99-18-a | F6 | A6 | 2 | 2 | Vertical | CN | 99-18-a3 | J6 | 36557 | Open Secondary(OS) | Duplex | 99-18-a |  |  |  |  | Yes | 201700022988 | Intec | 30 | 6 | AWG | 0.5 | 6 | AWG | Single Phase | 124.6882 | 11.3024 | OBADO |  | 11.30235,124.68822
2026-01-30 | 16:01 | 99-18-a | F6 | A6 | 2 | 2 | Vertical | CN | 99-18-a3 | J6 | 36557 | Open Secondary(OS) | Duplex | 99-18-a |  |  |  |  | Yes | 20027380 | Electra | 30 | 6 | AWG | 0.5 | 6 | AWG | Single Phase | 124.6882 | 11.3024 | OBADO |  | 11.30235,124.68822
2026-02-02 | 14:54 | 100-1 | F6 | C1 | 2 | 2 | Horizontal | ABCN | 100-1 | [18 empty] | 3 Phase | 124.688 | 11.2987 | tamayo |  | 11.29868,124.68795
2026-02-02 | 14:55 | 100-1 | F6 | C1 | 2 | 2 | Horizontal | ABCN | 100-1 | J5 | 36557 | Under Built(UB) | Bare | 100-1 | [8 empty] | 6 | AWG | 0.5 | 6 | AWG | 3 Phase | 124.6877 | 11.2986 | tamayo |  | 11.29863,124.68775
2026-02-02 | 14:57 | 100-1 | F6 | C1 | 2 | 2 | Horizontal | ABCN | 100-1 | [10 empty] | 202200102006 | Intec | 60 | 6 | AWG | 0.5 | 6 | AWG | 3 Phase | 124.6879 | 11.2987 | tamayo |  | 11.29874,124.68791
2026-02-02 | 14:57 | 100-1 | F6 | C1 | 2 | 2 | Horizontal | ABCN | 100-1 | J5 | 36557 | Under Built(UB) | Bare | 100-1 | [8 empty] | 6 | AWG | 0.5 | 6 | AWG | 3 Phase | 124.6879 | 11.2987 | tamayo |  | 11.29874,124.68791
2026-02-02 | 14:58 | 100-1 | F6 | C1 | 2 | 2 | Horizontal | ABCN | 100-1 | J5 | 36557 | Under Built(UB) | Bare | 100-1 | [5 empty] | 202200102006 | Intec | 60 | 6 | AWG | 0.5 | 6 | AWG | 3 Phase | 124.688 | 11.2988 | tamayo |  | 11.29876,124.68797
2026-02-02 | 14:58 | 100-1 | F6 | C1 | 2 | 2 | Horizontal | ABCN | 100-1 | J5 | 36557 | Under Built(UB) | Bare | 100-1 | [5 empty] | A381107496 | Landis | 60 | 6 | AWG | 0.5 | 6 | AWG | 3 Phase | 124.688 | 11.2988 | tamayo |  | 11.29876,124.68797
2026-02-02 | 14:59 | 100-1 | F6 | C1 | 2 | 2 | Horizontal | ABCN | 100-1 | J5 | 36557 | Under Built(UB) | Bare | 100-1 | [5 empty] | A381107497 | Landis | 30 | 6 | AWG | 0.5 | 6 | AWG | 3 Phase | 124.688 | 11.2988 | tamayo |  | 11.29876,124.68797
2026-02-02 | 15:00 | 100-1 | F6 | C1 | 2 | 2 | Horizontal | ABCN | 100-1 | J5 | 36557 | Under Built(UB) | Bare | 100-1 | [5 empty] | A381107498 | Landis | 30 | 6 | AWG | 0.5 | 6 | AWG | 3 Phase | 124.688 | 11.2988 | tamayo |  | 11.29876,124.68797
2026-02-02 | 15:00 | 100-1 | F6 | C1 | 2 | 2 | Horizontal | ABCN | 100-1 | J5 | 36557 | Under Built(UB) | Bare | 100-1 | [5 empty] | A381107499 | Landis | 30 | 6 | AWG | 0.5 | 6 | AWG | 3 Phase | 124.688 | 11.2988 | tamayo |  | 11.29876,124.68797
2026-02-02 | 15:01 | 100-1 | F6 | C1 | 2 | 2 | Horizontal | ABCN | 100-1 | J5 | 36557 | Under Built(UB) | Bare | 100-1 | [5 empty] | A411111694 | Landis | 60 | 6 | AWG | 0.5 | 6 | AWG | 3 Phase | 124.688 | 11.2988 | tamayo |  | 11.29876,124.68797
2026-02-02 | 15:03 | 100-2 | F6 | C1 | 2 | 2 | Horizontal | ABCN | 100-2 | J5 | 36557 | Under Built(UB) | Bare | 100-1 | [8 empty] | 6 | AWG | 0.5 | 6 | AWG | 3 Phase | 124.688 | 11.2988 | tamayo |  | 11.29876,124.68797
2026-02-02 | 15:03 | 100-2 | F6 | C1 | 2 | 2 | Horizontal | ABCN | 100-2 | J5 | 36557 | Under Built(UB) | Bare | 100-2 | [8 empty] | 6 | AWG | 0.5 | 6 | AWG | 3 Phase | 124.688 | 11.2988 | tamayo |  | 11.29876,124.68797
2026-02-02 | 15:03 | 100-2 | F6 | C1 | 2 | 2 | Horizontal | ABCN | 100-2 | J5 | 36557 | Under Built(UB) | Bare | 100-2 | [5 empty] | A381107500 | Landis | 30 | 6 | AWG | 0.5 | 6 | AWG | 3 Phase | 124.688 | 11.2988 | tamayo |  | 11.29876,124.68797
2026-02-02 | 15:04 | 100-2 | F6 | C1 | 2 | 2 | Horizontal | ABCN | 100-2 | J5 | 36557 | Under Built(UB) | Bare | 100-2 | [5 empty] | A3811075o1 | Landis | 60 | 6 | AWG | 0.5 | 6 | AWG | 3 Phase | 124.688 | 11.2988 | tamayo |  | 11.29876,124.68797
2026-02-02 | 15:04 | 100-2 | F6 | C1 | 2 | 2 | Horizontal | ABCN | 100-2 | J5 | 36557 | Under Built(UB) | Bare | 100-2 | [5 empty] | A38110702 | Landis | 30 | 6 | AWG | 0.5 | 6 | AWG | 3 Phase | 124.688 | 11.2988 | tamayo |  | 11.29876,124.68797
2026-02-02 | 15:05 | 100-2 | F6 | C1 | 2 | 2 | Horizontal | ABCN | 100-2 | J5 | 36557 | Under Built(UB) | Bare | 100-2 | [5 empty] | A381107503 | Landis | 60 | 6 | AWG | 0.5 | 6 | AWG | 3 Phase | 124.688 | 11.2988 | tamayo |  | 11.29876,124.68797
2026-02-02 | 15:05 | 100-2 | F6 | C1 | 2 | 2 | Horizontal | ABCN | 100-2 | J5 | 36557 | Under Built(UB) | Bare | 100-2 | [5 empty] | A381107484 | Landis | 60 | 6 | AWG | 0.5 | 6 | AWG | 3 Phase | 124.688 | 11.2988 | tamayo |  | 11.29876,124.68797
2026-02-02 | 15:05 | 100-2 | F6 | C1 | 2 | 2 | Horizontal | ABCN | 100-2 | J5 | 36557 | Under Built(UB) | Bare | 100-2 | [5 empty] | 091198041 | Landis | 60 | 6 | AWG | 0.5 | 6 | AWG | 3 Phase | 124.6882 | 11.2991 | tamayo |  | 11.2991,124.68819
2026-02-02 | 15:06 | 100-2 | F6 | C1 | 2 | 2 | Horizontal | ABCN | 100-2 | J5 | 36557 | Under Built(UB) | Bare | 100-2 | [5 empty] | A391083920 | Landis | 60 | 6 | AWG | 0.5 | 6 | AWG | 3 Phase | 124.6882 | 11.2991 | tamayo |  | 11.2991,124.68819
2026-02-02 | 15:06 | 100-2 | F6 | C1 | 2 | 2 | Horizontal | ABCN | 100-2 | J5 | 36557 | Under Built(UB) | Bare | 100-2 | [5 empty] | a391083919 | Landis | 30 | 6 | AWG | 0.5 | 6 | AWG | 3 Phase | 124.6882 | 11.2991 | tamayo |  | 11.2991,124.68819
2026-02-02 | 15:07 | 100-2 | F6 | C1 | 2 | 2 | Horizontal | ABCN | 100-2 | J5 | 36557 | Under Built(UB) | Bare | 100-2 | [5 empty] | 201700020241 | Intec | 60 | 6 | AWG | 0.5 | 6 | AWG | 3 Phase | 124.6881 | 11.2993 | tamayo |  | 11.29927,124.68809
2026-02-02 | 15:12 | 100-3 | F6 | C1 | 2 | 2 | Horizontal | ABCN | 100-3 | J5 | 36557 | Under Built(UB) | Bare | 100-2 | [8 empty] | 6 | AWG | 0.5 | 6 | AWG | 3 Phase | 124.6881 | 11.2993 | tamayo |  | 11.29927,124.68809
2026-02-02 | 15:12 | 100-3 | F6 | C1 | 2 | 2 | Horizontal | ABCN | 100-3 | J6 | 36557 | Under Built(UB) | Bare | 100-3 | [8 empty] | 6 | AWG | 0.5 | 6 | AWG | 3 Phase | 124.6881 | 11.2993 | tamayo |  | 11.29927,124.68809
2026-02-02 | 15:12 | 100-3 | F6 | C1 | 2 | 2 | Horizontal | ABCN | 100-3 | J6 | 36557 | Under Built(UB) | Bare | 100-3 | [5 empty] | A38110424 | Landis | 60 | 6 | AWG | 0.5 | 6 | AWG | 3 Phase | 124.6881 | 11.2993 | tamayo |  | 11.29927,124.68809
2026-02-02 | 15:13 | 100-3 | F6 | C1 | 2 | 2 | Horizontal | ABCN | 100-3 | J6 | 36557 | Under Built(UB) | Bare | 100-3 | [5 empty] | A381107489 | Landis | 30 | 6 | AWG | 0.5 | 6 | AWG | 3 Phase | 124.6881 | 11.2993 | tamayo |  | 11.29927,124.68809
2026-02-02 | 15:13 | 100-3 | F6 | C1 | 2 | 2 | Horizontal | ABCN | 100-3 | J6 | 36557 | Under Built(UB) | Bare | 100-3 | [5 empty] | A381107490 | Landis | 30 | 6 | AWG | 0.5 | 6 | AWG | 3 Phase | 124.6881 | 11.2993 | tamayo |  | 11.29927,124.68809
2026-02-02 | 15:14 | 100-3 | F6 | C1 | 2 | 2 | Horizontal | ABCN | 100-3 | J6 | 36557 | Under Built(UB) | Bare | 100-3 | [5 empty] | A381107491 | Landis | 60 | 6 | AWG | 0.5 | 6 | AWG | 3 Phase | 124.6881 | 11.2993 | tamayo |  | 11.29927,124.68809
2026-02-02 | 15:14 | 100-3 | F6 | C1 | 2 | 2 | Horizontal | ABCN | 100-3 | J6 | 36557 | Under Built(UB) | Bare | 100-3 | [5 empty] | A381107492 | Landis | 30 | 6 | AWG | 0.5 | 6 | AWG | 3 Phase | 124.6881 | 11.2993 | tamayo |  | 11.29927,124.68809
2026-02-02 | 15:14 | 100-3 | F6 | C1 | 2 | 2 | Horizontal | ABCN | 100-3 | J6 | 36557 | Under Built(UB) | Bare | 100-3 | [5 empty] | A390931340 | Landis | 60 | 6 | AWG | 0.5 | 6 | AWG | 3 Phase | 124.6881 | 11.2993 | tamayo |  | 11.29927,124.68809
2026-02-02 | 15:28 | 100 | F6 | C1 | 2 | 2 | Horizontal | ABCN | 100 | [18 empty] | 3 Phase |  |  | tamayo |  | ,
2026-02-02 | 15:29 | 100 | F6 | C1 | 2 | 2 | Horizontal | ABCN | 100 | J6 | 36557 | Under Built(UB) | Bare | 100 | [13 empty] | 3 Phase | 124.6878 | 11.2983 | tamayo |  | 11.29832,124.68782
2026-02-02 | 15:31 | 100 | F6 | C1 | 2 | 2 | Horizontal | ABCN | 100 | J6 | 36557 | Under Built(UB) | Bare | 100 | 37.5 | Common | 100 | AN | No | [8 empty] | 3 Phase | 124.6877 | 11.2979 | tamayo |  | 11.2979,124.6877
2026-02-02 | 15:31 | 100 | F6 | C1 | 2 | 2 | Horizontal | ABCN | 100 | J6 | 36557 | Under Built(UB) | Bare | 100 | 25 | Common | 100 | BN | No | [8 empty] | 3 Phase | 124.6877 | 11.2979 | tamayo |  | 11.2979,124.6877
2026-02-02 | 15:32 | 100 | F6 | C1 | 2 | 2 | Horizontal | ABCN | 100 | J6 | 36557 | Under Built(UB) | Bare | 100 | 25 | Common | 100 | BN | No | 202200103019 | Intec | 60 | 6 | AWG | 0.5 | 6 | AWG | 3 Phase | 124.6877 | 11.2979 | tamayo |  | 11.2979,124.6877
2026-02-02 | 15:33 | 100 | F6 | C1 | 2 | 2 | Horizontal | ABCN | 100 | J6 | 36557 | Under Built(UB) | Bare | 100 | 25 | Common | 100 | BN | No | 202200103017 | Intec | 30 | 6 | AWG | 0.5 | 6 | AWG | 3 Phase | 124.6877 | 11.2979 | tamayo |  | 11.29794,124.68771
2026-02-02 | 15:33 | 100 | F6 | C1 | 2 | 2 | Horizontal | ABCN | 100 | J6 | 36557 | Under Built(UB) | Bare | 100 | 25 | Common | 100 | BN | No | 202200103018 | Intec | 60 | 6 | AWG | 0.5 | 6 | AWG | 3 Phase | 124.6877 | 11.2979 | tamayo |  | 11.29794,124.68771
2026-02-02 | 15:33 | 100 | F6 | C1 | 2 | 2 | Horizontal | ABCN | 100 | J6 | 36557 | Under Built(UB) | Bare | 100 | 25 | Common | 100 | BN | No | 202100150417 | Intec | 30 | 6 | AWG | 0.5 | 6 | AWG | 3 Phase | 124.6877 | 11.2979 | tamayo |  | 11.29794,124.68771
2026-02-02 | 15:34 | 100 | F6 | C1 | 2 | 2 | Horizontal | ABCN | 100 | J6 | 36557 | Under Built(UB) | Bare | 100 | 25 | Common | 100 | BN | No | 20240088197 | Landis | 30 | 6 | AWG | 0.5 | 6 | AWG | 3 Phase | 124.6877 | 11.2979 | tamayo |  | 11.29794,124.68771
2026-02-02 | 15:34 | 100 | F6 | C1 | 2 | 2 | Horizontal | ABCN | 100 | J6 | 36557 | Under Built(UB) | Bare | 100 | 25 | Common | 100 | BN | No | 202400315663 | Intec | 60 | 6 | AWG | 0.5 | 6 | AWG | 3 Phase | 124.6877 | 11.2979 | tamayo |  | 11.29794,124.68771
2026-02-02 | 15:34 | 100 | F6 | C1 | 2 | 2 | Horizontal | ABCN | 100 | J6 | 36557 | Under Built(UB) | Bare | 100 | 25 | Common | 100 | BN | No | A151535602 | Landis | 60 | 6 | AWG | 0.5 | 6 | AWG | 3 Phase | 124.6877 | 11.2979 | tamayo |  | 11.29794,124.68771
2026-02-02 | 15:35 | 100 | F6 | C1 | 2 | 2 | Horizontal | ABCN | 100 | J6 | 36557 | Under Built(UB) | Bare | 100 | 25 | Common | 100 | BN | No | A151535602 | Landis | 30 | 6 | AWG | 0.5 | 6 | AWG | 3 Phase | 124.6877 | 11.2979 | tamayo |  | 11.29794,124.68771
2026-02-02 | 15:37 | 101 | F6 | C1 | 2 | 2 | Horizontal | ABCN | 101 | J6 | 36557 | Under Built(UB) | Bare | 100 | 25 | Common | 100 | BN | No |  |  |  | 6 | AWG | 0.5 | 6 | AWG | 3 Phase | 124.6877 | 11.2979 | tamayo |  | 11.29794,124.68771
2026-02-02 | 15:39 | 101 | F6 | C1 | 2 | 2 | Horizontal | ABCN | 101 | J5 | 36557 | Under Built(UB) | Bare | 101 |  |  |  | BN | [9 empty] | 3 Phase | 124.688 | 11.2985 | tamayo |  | 11.29848,124.68801
2026-02-02 | 15:42 | 101 | F6 | C1 | 2 | 2 | Horizontal | ABCN | 101 | J5 | 36557 | Under Built(UB) | Bare | 101 |  |  |  | BN |  | A151247589 | Landis | 301 | 6 | AWG | 0.5 | 6 | AWG | 3 Phase | 124.688 | 11.2983 | tamayo |  | 11.29834,124.68796
2026-02-02 | 15:42 | 101 | F6 | C1 | 2 | 2 | Horizontal | ABCN | 101 | J5 | 36557 | Under Built(UB) | Bare | 101 |  |  |  | BN |  | A151247589 | Landis | 60 | 6 | AWG | 0.5 | 6 | AWG | 3 Phase | 124.688 | 11.2983 | tamayo |  | 11.29834,124.68796
2026-02-02 | 15:43 | 101 | F6 | C1 | 2 | 2 | Horizontal | ABCN | 101 | J5 | 36557 | Under Built(UB) | Bare | 101 |  |  |  | BN |  | A151247600 | Landis | 60 | 6 | AWG | 0.5 | 6 | AWG | 3 Phase | 124.688 | 11.2983 | tamayo |  | 11.29834,124.68796
2026-02-02 | 15:43 | 101 | F6 | C1 | 2 | 2 | Horizontal | ABCN | 101 | J5 | 36557 | Under Built(UB) | Bare | 101 |  |  |  | BN |  | A151247587 | Landis | 30 | 6 | AWG | 0.5 | 6 | AWG | 3 Phase | 124.688 | 11.2983 | tamayo |  | 11.29834,124.68796
2026-02-02 | 15:44 | 101 | F6 | C1 | 2 | 2 | Horizontal | ABCN | 101 | J5 | 36557 | Under Built(UB) | Bare | 101 |  |  |  | BN |  | A151247588 | Landis | 30 | 6 | AWG | 0.5 | 6 | AWG | 3 Phase | 124.688 | 11.2983 | tamayo |  | 11.29834,124.68796
2026-02-02 | 15:44 | 101 | F6 | C1 | 2 | 2 | Horizontal | ABCN | 101 | J5 | 36557 | Under Built(UB) | Bare | 101 |  |  |  | BN |  | A231076301 | Landis | 30 | 6 | AWG | 0.5 | 6 | AWG | 3 Phase | 124.688 | 11.2983 | tamayo |  | 11.29834,124.68796
2026-02-02 | 15:45 | 101 | F6 | C1 | 2 | 2 | Horizontal | ABCN | 101 | J5 | 36557 | Under Built(UB) | Bare | 101 |  |  |  | BN |  | A151535498 | Landis | 30 | 6 | AWG | 0.5 | 6 | AWG | 3 Phase | 124.688 | 11.2983 | tamayo |  | 11.29834,124.68796
2026-02-02 | 15:45 | 101 | F6 | C1 | 2 | 2 | Horizontal | ABCN | 101 | J5 | 36557 | Under Built(UB) | Bare | 101 |  |  |  | BN |  | A401217202 | Landis | 30 | 6 | AWG | 0.5 | 6 | AWG | 3 Phase | 124.688 | 11.2983 | tamayo |  | 11.29834,124.68796
2026-02-02 | 15:46 | 101 | F6 | C1 | 2 | 2 | Horizontal | ABCN | 101 | J5 | 36557 | Under Built(UB) | Bare | 101 |  |  |  | BN |  | A151247576 | Landis | 60 | 6 | AWG | 0.5 | 6 | AWG | 3 Phase | 124.688 | 11.2983 | tamayo |  | 11.29834,124.68796
2026-02-02 | 15:46 | 101 | F6 | C1 | 2 | 2 | Horizontal | ABCN | 101 | J5 | 36557 | Under Built(UB) | Bare | 101 |  |  |  | BN |  | A151247582 | Landis | 60 | 6 | AWG | 0.5 | 6 | AWG | 3 Phase | 124.688 | 11.2983 | tamayo |  | 11.29834,124.68796
2026-02-02 | 15:46 | 101 | F6 | C1 | 2 | 2 | Horizontal | ABCN | 101 | J5 | 36557 | Under Built(UB) | Bare | 101 |  |  |  | BN |  | A411111619 | Landis | 60 | 6 | AWG | 0.5 | 6 | AWG | 3 Phase | 124.688 | 11.2983 | tamayo |  | 11.29834,124.68796
2026-02-02 | 15:47 | 101 | F6 | C1 | 2 | 2 | Horizontal | ABCN | 101 | J5 | 36557 | Under Built(UB) | Bare | 101 |  |  |  | BN |  | SCL77762 | Landis | 30 | 6 | AWG | 0.5 | 6 | AWG | 3 Phase | 124.688 | 11.2983 | tamayo |  | 11.29834,124.68796
2026-02-02 | 15:47 | 101 | F6 | C1 | 2 | 2 | Horizontal | ABCN | 101 | J5 | 36557 | Under Built(UB) | Bare | 101 |  |  |  | BN |  | A211067466 | Landis | 30 | 6 | AWG | 0.5 | 6 | AWG | 3 Phase | 124.688 | 11.2983 | tamayo |  | 11.29834,124.68796
2026-02-02 | 15:47 | 101 | F6 | C1 | 2 | 2 | Horizontal | ABCN | 101 | J5 | 36557 | Under Built(UB) | Bare | 101 |  |  |  | BN |  | 202000116534 | Intec | 60 | 6 | AWG | 0.5 | 6 | AWG | 3 Phase | 124.688 | 11.2983 | tamayo |  | 11.29834,124.68796
2026-02-02 | 15:48 | 101 | F6 | C1 | 2 | 2 | Horizontal | ABCN | 101 | J5 | 36557 | Under Built(UB) | Bare | 101 |  |  |  | BN |  | 202000116527 | Intec | 30 | 6 | AWG | 0.5 | 6 | AWG | 3 Phase | 124.688 | 11.2983 | tamayo |  | 11.29834,124.68796
2026-02-02 | 15:50 | 101 | F6 | C1 | 2 | 2 | Horizontal | ABCN | 101 | J5 | 36557 | Under Built(UB) | Bare | 101 |  |  |  | BN |  | A151535770 | Landis | 60 | 6 | AWG | 0.5 | 6 | AWG | 3 Phase | 124.688 | 11.2983 | tamayo |  | 11.29833,124.68797
2026-02-02 | 15:50 | 101 | F6 | C1 | 2 | 2 | Horizontal | ABCN | 101 | J5 | 36557 | Under Built(UB) | Bare | 101 |  |  |  | BN |  | A221462425 | Landis | 60 | 6 | AWG | 0.5 | 6 | AWG | 3 Phase | 124.688 | 11.2983 | tamayo |  | 11.29833,124.68797
2026-02-02 | 15:50 | 101 | F6 | C1 | 2 | 2 | Horizontal | ABCN | 101 | J5 | 36557 | Under Built(UB) | Bare | 101 |  |  |  | BN |  | 201501001599 | Techen | 60 | 6 | AWG | 0.5 | 6 | AWG | 3 Phase | 124.688 | 11.2983 | tamayo |  | 11.29833,124.68797
2026-02-02 | 15:51 | 101 | F6 | C1 | 2 | 2 | Horizontal | ABCN | 101 | J5 | 36557 | Under Built(UB) | Bare | 101 |  |  |  | BN |  | A161463780 | Landis | 30 | 6 | AWG | 0.5 | 6 | AWG | 3 Phase | 124.688 | 11.2983 | tamayo |  | 11.29833,124.68797
2026-02-02 | 15:51 | 101 | F6 | C1 | 2 | 2 | Horizontal | ABCN | 101 | J5 | 36557 | Under Built(UB) | Bare | 101 |  |  |  | BN |  | A151535504 | Landis | 30 | 6 | AWG | 0.5 | 6 | AWG | 3 Phase | 124.688 | 11.2983 | tamayo |  | 11.29833,124.68797
2026-02-02 | 15:51 | 101 | F6 | C1 | 2 | 2 | Horizontal | ABCN | 101 | J5 | 36557 | Under Built(UB) | Bare | 101 |  |  |  | BN |  | 202100150415 | Intec | 60 | 6 | AWG | 0.5 | 6 | AWG | 3 Phase | 124.688 | 11.2983 | tamayo |  | 11.29833,124.68797
2026-02-02 | 15:52 | 101 | F6 | C1 | 2 | 2 | Horizontal | ABCN | 101 | J5 | 36557 | Under Built(UB) | Bare | 101 |  |  |  | BN |  | 2021001501387 | Intec | 60 | 6 | AWG | 0.5 | 6 | AWG | 3 Phase | 124.688 | 11.2983 | tamayo |  | 11.29833,124.68797
2026-02-02 | 15:54 | 102 | F6 | C1 | 2 | 2 | Horizontal | ABCN | 102 | [18 empty] | 3 Phase | 124.688 | 11.2983 | tamayo |  | 11.2983,124.68799
2026-02-02 | 15:55 | 102 | F6 | C1 | 2 | 2 | Horizontal | ABCN | 102 | J6 | 36557 | Under Built(UB) | Bare | 102 | [13 empty] | 3 Phase | 124.688 | 11.2983 | tamayo |  | 11.2983,124.68799
2026-02-02 | 15:55 | 102 | F6 | C1 | 2 | 2 | Horizontal | ABCN | 102 | J6 | 36557 | Under Built(UB) | Bare | 102 | [5 empty] | 201900065369 | Intec | 60 | 6 | AWG | 0.5 | 6 | AWG | 3 Phase | 124.688 | 11.2983 | tamayo |  | 11.2983,124.68799
2026-02-02 | 15:56 | 102 | F6 | C1 | 2 | 2 | Horizontal | ABCN | 102 | J6 | 36557 | Under Built(UB) | Bare | 102 | [5 empty] | a221479682 | Landis | 30 | 6 | AWG | 0.5 | 6 | AWG | 3 Phase | 124.688 | 11.2983 | tamayo |  | 11.2983,124.68799
2026-02-02 | 15:56 | 102 | F6 | C1 | 2 | 2 | Horizontal | ABCN | 102 | J6 | 36557 | Under Built(UB) | Bare | 102 | [5 empty] | a251259879 | Landis | 60 | 6 | AWG | 0.5 | 6 | AWG | 3 Phase | 124.688 | 11.2983 | tamayo |  | 11.2983,124.68799
2026-02-02 | 15:56 | 102 | F6 | C1 | 2 | 2 | Horizontal | ABCN | 102 | J6 | 36557 | Under Built(UB) | Bare | 102 | [5 empty] | a071014114 | Landis | 60 | 6 | AWG | 0.5 | 6 | AWG | 3 Phase | 124.688 | 11.2983 | tamayo |  | 11.2983,124.68799
2026-02-02 | 15:56 | 102 | F6 | C1 | 2 | 2 | Horizontal | ABCN | 102 | J6 | 36557 | Under Built(UB) | Bare | 102 | [5 empty] | a071014113 | Landis | 60 | 6 | AWG | 0.5 | 6 | AWG | 3 Phase | 124.688 | 11.2983 | tamayo |  | 11.2983,124.68799
2026-02-02 | 15:56 | 102 | F6 | C1 | 2 | 2 | Horizontal | ABCN | 102 | J6 | 36557 | Under Built(UB) | Bare | 102 | [5 empty] | a071014014 | Landis | 60 | 6 | AWG | 0.5 | 6 | AWG | 3 Phase | 124.688 | 11.2983 | tamayo |  | 11.2983,124.68799
2026-02-02 | 15:56 | 102 | F6 | C1 | 2 | 2 | Horizontal | ABCN | 102 | J6 | 36557 | Under Built(UB) | Bare | 102 | [5 empty] | a071014103 | Landis | 60 | 6 | AWG | 0.5 | 6 | AWG | 3 Phase | 124.688 | 11.2983 | tamayo |  | 11.2983,124.68799
2026-02-02 | 15:57 | 102 | F6 | C1 | 2 | 2 | Horizontal | ABCN | 102 | J6 | 36557 | Under Built(UB) | Bare | 102 | [5 empty] | a071014102 | Landis | 60 | 6 | AWG | 0.5 | 6 | AWG | 3 Phase | 124.688 | 11.2983 | tamayo |  | 11.2983,124.68804
2026-02-02 | 15:57 | 102 | F6 | C1 | 2 | 2 | Horizontal | ABCN | 102 | J6 | 36557 | Under Built(UB) | Bare | 102 | [5 empty] | a071014101 | Landis | 60 | 6 | AWG | 0.5 | 6 | AWG | 3 Phase | 124.688 | 11.2983 | tamayo |  | 11.2983,124.68804
2026-02-02 | 15:57 | 102 | F6 | C1 | 2 | 2 | Horizontal | ABCN | 102 | J6 | 36557 | Under Built(UB) | Bare | 102 | [5 empty] | a071014100 | Landis | 60 | 6 | AWG | 0.5 | 6 | AWG | 3 Phase | 124.688 | 11.2983 | tamayo |  | 11.2983,124.68804
2026-02-02 | 15:57 | 102 | F6 | C1 | 2 | 2 | Horizontal | ABCN | 102 | J6 | 36557 | Under Built(UB) | Bare | 102 | [5 empty] | a071014099 | Landis | 60 | 6 | AWG | 0.5 | 6 | AWG | 3 Phase | 124.688 | 11.2983 | tamayo |  | 11.2983,124.68804
2026-02-02 | 15:57 | 102 | F6 | C1 | 2 | 2 | Horizontal | ABCN | 102 | J6 | 36557 | Under Built(UB) | Bare | 102 | [5 empty] | a071014098 | Landis | 60 | 6 | AWG | 0.5 | 6 | AWG | 3 Phase | 124.688 | 11.2983 | tamayo |  | 11.2983,124.68804
2026-02-02 | 15:58 | 102 | F6 | C1 | 2 | 2 | Horizontal | ABCN | 102 | J6 | 36557 | Under Built(UB) | Bare | 102 | [5 empty] | a071014097 | Landis | 60 | 6 | AWG | 0.5 | 6 | AWG | 3 Phase | 124.688 | 11.2983 | tamayo |  | 11.2983,124.68804
2026-02-03 | 9:21 | 147 | F1 | C4-1 | 2 | 2 | Horizontal | ABCN | 147 | [18 empty] | 3 Phase | 124.6895 | 11.2982 | tamayo |  | 11.29819,124.68946
2026-02-03 | 9:22 | 147 | F1 | C4-1 | 2 | 2 | Horizontal | ABCN | 147 | J6 | 36557 | Under Built(UB) | Bare | 147 | [8 empty] | 6 | AWG | 0.5 | 6 | AWG | 3 Phase | 124.6894 | 11.2982 | tamayo |  | 11.29823,124.68944
2026-02-03 | 9:23 | 147 | F1 | C4-1 | 2 | 2 | Horizontal | ABCN | 147 | J6 | 36557 | Under Built(UB) | Bare | 147 | 10 | Sole | 147 | AN | Yes |  |  |  | 6 | AWG | 0.5 | 6 | AWG | 3 Phase | 124.6894 | 11.2982 | tamayo |  | 11.29823,124.68944
2026-02-03 | 9:24 | 147 | F1 | C4-1 | 2 | 2 | Horizontal | ABCN | 147 | J6 | 36557 | Under Built(UB) | Bare | 147 |  |  |  | AN |  | 20190006801 | Intec | 60 | 6 | AWG | 0.5 | 6 | AWG | 3 Phase | 124.6894 | 11.2982 | tamayo |  | 11.29823,124.68944
2026-02-03 | 9:24 | 147 | F1 | C4-1 | 2 | 2 | Horizontal | ABCN | 147 | J6 | 36557 | Under Built(UB) | Bare | 147 |  |  |  | AN |  | 201900068905 | Intec | 60 | 6 | AWG | 0.5 | 6 | AWG | 3 Phase | 124.6894 | 11.2982 | tamayo |  | 11.29823,124.68944
2026-02-03 | 9:24 | 147 | F1 | C4-1 | 2 | 2 | Horizontal | ABCN | 147 | J6 | 36557 | Under Built(UB) | Bare | 147 |  |  |  | AN |  | 201900068902 | Intec | 30 | 6 | AWG | 0.5 | 6 | AWG | 3 Phase | 124.6894 | 11.2982 | tamayo |  | 11.29823,124.68944
2026-02-03 | 9:25 | 147 | F1 | C4-1 | 2 | 2 | Horizontal | ABCN | 147 | J6 | 36557 | Under Built(UB) | Bare | 147 |  |  |  | AN |  | 201900068900 | Intec | 30 | 6 | AWG | 0.5 | 6 | AWG | 3 Phase | 124.6894 | 11.2982 | tamayo |  | 11.29823,124.68944
2026-02-03 | 9:25 | 147 | F1 | C4-1 | 2 | 2 | Horizontal | ABCN | 147 | J6 | 36557 | Under Built(UB) | Bare | 147 |  |  |  | AN |  | 201900068898 | Intec | 30 | 6 | AWG | 0.5 | 6 | AWG | 3 Phase | 124.6894 | 11.2982 | tamayo |  | 11.29823,124.68944
2026-02-03 | 9:25 | 147 | F1 | C4-1 | 2 | 2 | Horizontal | ABCN | 147 | J6 | 36557 | Under Built(UB) | Bare | 147 |  |  |  | AN |  | 201900068899 | Intec | 30 | 6 | AWG | 0.5 | 6 | AWG | 3 Phase | 124.6894 | 11.2982 | tamayo |  | 11.29823,124.68944
2026-02-03 | 9:26 | 147 | F1 | C4-1 | 2 | 2 | Horizontal | ABCN | 147 | J6 | 36557 | Under Built(UB) | Bare | 147 |  |  |  | AN |  | 202000114599 | Intec | 660 | 6 | AWG | 0.5 | 6 | AWG | 3 Phase | 124.6894 | 11.2982 | tamayo |  | 11.29823,124.68944
2026-02-03 | 9:26 | 147 | F1 | C4-1 | 2 | 2 | Horizontal | ABCN | 147 | J6 | 36557 | Under Built(UB) | Bare | 147 |  |  |  | AN |  | 201700022914 | Intec | 60 | 6 | AWG | 0.5 | 6 | AWG | 3 Phase | 124.6894 | 11.2982 | tamayo |  | 11.29823,124.68944
2026-02-03 | 9:26 | 147 | F1 | C4-1 | 2 | 2 | Horizontal | ABCN | 147 | J6 | 36557 | Under Built(UB) | Bare | 147 |  |  |  | AN |  | 201900068892 | Intec | 30 | 6 | AWG | 0.5 | 6 | AWG | 3 Phase | 124.6895 | 11.2983 | tamayo |  | 11.29826,124.68947
2026-02-03 | 9:27 | 147 | F1 | C4-1 | 2 | 2 | Horizontal | ABCN | 147 | J6 | 36557 | Under Built(UB) | Bare | 147 |  |  |  | AN |  | A221479232 | Landis | 30 | 6 | AWG | 0.5 | 6 | AWG | 3 Phase | 124.6895 | 11.2983 | tamayo |  | 11.29826,124.68947
2026-02-03 | 9:27 | 147 | F1 | C4-1 | 2 | 2 | Horizontal | ABCN | 147 | J6 | 36557 | Under Built(UB) | Bare | 147 |  |  |  | AN |  | A151247590 | Landis | 60 | 6 | AWG | 0.5 | 6 | AWG | 3 Phase | 124.6895 | 11.2983 | tamayo |  | 11.29826,124.68947
2026-02-03 | 9:27 | 147 | F1 | C4-1 | 2 | 2 | Horizontal | ABCN | 147 | J6 | 36557 | Under Built(UB) | Bare | 147 |  |  |  | AN |  | 201900068897 | Intec | 60 | 6 | AWG | 0.5 | 6 | AWG | 3 Phase | 124.6895 | 11.2983 | tamayo |  | 11.29826,124.68947
2026-02-03 | 9:27 | 147 | F1 | C4-1 | 2 | 2 | Horizontal | ABCN | 147 | J6 | 36557 | Under Built(UB) | Bare | 147 |  |  |  | AN |  | A151247585 | Landis | 60 | 6 | AWG | 0.5 | 6 | AWG | 3 Phase | 124.6895 | 11.2983 | tamayo |  | 11.29826,124.68947
2026-02-03 | 9:28 | 147 | F1 | C4-1 | 2 | 2 | Horizontal | ABCN | 147 | J6 | 36557 | Under Built(UB) | Bare | 147 |  |  |  | AN |  | A151244247 | Landis | 60 | 6 | AWG | 0.5 | 6 | AWG | 3 Phase | 124.6895 | 11.2983 | tamayo |  | 11.29826,124.68947
2026-02-03 | 9:28 | 147 | F1 | C4-1 | 2 | 2 | Horizontal | ABCN | 147 | J6 | 36557 | Under Built(UB) | Bare | 147 |  |  |  | AN |  | A151247584 | Landis | 30 | 6 | AWG | 0.5 | 6 | AWG | 3 Phase | 124.6895 | 11.2983 | tamayo |  | 11.29826,124.68947
2026-02-03 | 9:28 | 147 | F1 | C4-1 | 2 | 2 | Horizontal | ABCN | 147 | J6 | 36557 | Under Built(UB) | Bare | 147 |  |  |  | AN |  | 202501001600 | Techen | 30 | 6 | AWG | 0.5 | 6 | AWG | 3 Phase | 124.6895 | 11.2983 | tamayo |  | 11.29826,124.68947
2026-02-03 | 9:29 | 147 | F1 | C4-1 | 2 | 2 | Horizontal | ABCN | 147 | J6 | 36557 | Under Built(UB) | Bare | 147 |  |  |  | AN |  | 201900068895 | Intec | 60 | 6 | AWG | 0.5 | 6 | AWG | 3 Phase | 124.6895 | 11.2983 | tamayo |  | 11.29826,124.68947
2026-02-03 | 9:29 | 147 | F1 | C4-1 | 2 | 2 | Horizontal | ABCN | 147 | J6 | 36557 | Under Built(UB) | Bare | 147 |  |  |  | AN |  | 201900068896 | Intec | 60 | 6 | AWG | 0.5 | 6 | AWG | 3 Phase | 124.6895 | 11.2983 | tamayo |  | 11.29826,124.68947
2026-02-03 | 9:29 | 147 | F1 | C4-1 | 2 | 2 | Horizontal | ABCN | 147 | J6 | 36557 | Under Built(UB) | Bare | 147 |  |  |  | AN |  | A151535625 | Landis | 60 | 6 | AWG | 0.5 | 6 | AWG | 3 Phase | 124.6895 | 11.2983 | tamayo |  | 11.29826,124.68947
2026-02-03 | 9:31 | 147-1 | F1 | A1 | 2 | 2 | Vertical | AN | 147-1 | J6 | 36557 | Under Built(UB) | Bare | 147 |  |  |  | AN |  |  |  |  | 6 | AWG | 0.5 | 6 | AWG | Single Phase | 124.6906 | 11.2983 | tamayo |  | 11.29835,124.69063
2026-02-03 | 9:32 | 147-1 | F1 | A1 | 2 | 2 | Vertical | AN | 147-1 | J6 | 36557 | Under Built(UB) | Bare | 147-1 |  |  |  | AN |  |  |  |  | 6 | AWG | 0.5 | 6 | AWG | Single Phase | 124.6906 | 11.2983 | tamayo |  | 11.29835,124.69063
2026-02-03 | 9:33 | 147-1 | F1 | A1 | 2 | 2 | Vertical | AN | 147-1 | J6 | 36557 | Under Built(UB) | Bare | 147-1 |  |  |  | AN |  | A211068286 | Landis | 30 | 6 | AWG | 0.5 | 6 | AWG | Single Phase | 124.69 | 11.2982 | tamayo |  | 11.29817,124.69005
2026-02-03 | 9:33 | 147-1 | F1 | A1 | 2 | 2 | Vertical | AN | 147-1 | J6 | 36557 | Under Built(UB) | Bare | 147-1 |  |  |  | AN |  | A391085285 | Landis | 30 | 6 | AWG | 0.5 | 6 | AWG | Single Phase | 124.69 | 11.2982 | tamayo |  | 11.29817,124.69005
2026-02-03 | 9:33 | 147-1 | F1 | A1 | 2 | 2 | Vertical | AN | 147-1 | J6 | 36557 | Under Built(UB) | Bare | 147-1 |  |  |  | AN |  | 202100150416 | Intec | 30 | 6 | AWG | 0.5 | 6 | AWG | Single Phase | 124.69 | 11.2983 | tamayo |  | 11.29826,124.68996
2026-02-03 | 9:33 | 147-1 | F1 | A1 | 2 | 2 | Vertical | AN | 147-1 | J6 | 36557 | Under Built(UB) | Bare | 147-1 |  |  |  | AN |  | A241335443 | Landis | 30 | 6 | AWG | 0.5 | 6 | AWG | Single Phase | 124.69 | 11.2983 | tamayo |  | 11.29826,124.68996
2026-02-03 | 9:34 | 147-1 | F1 | A1 | 2 | 2 | Vertical | AN | 147-1 | J6 | 36557 | Under Built(UB) | Bare | 147-1 |  |  |  | AN |  | A221474549 | Landis | 60 | 6 | AWG | 0.5 | 6 | AWG | Single Phase | 124.69 | 11.2983 | tamayo |  | 11.29826,124.68996
2026-02-03 | 9:34 | 147-1 | F1 | A1 | 2 | 2 | Vertical | AN | 147-1 | J6 | 36557 | Under Built(UB) | Bare | 147-1 |  |  |  | AN |  | 201700022910 | Intec | 60 | 6 | AWG | 0.5 | 6 | AWG | Single Phase | 124.69 | 11.2983 | tamayo |  | 11.29826,124.68996
2026-02-03 | 9:34 | 147-1 | F1 | A1 | 2 | 2 | Vertical | AN | 147-1 | J6 | 36557 | Under Built(UB) | Bare | 147-1 |  |  |  | AN |  | 201900059957 | Intec | 30 | 6 | AWG | 0.5 | 6 | AWG | Single Phase | 124.6901 | 11.2983 | tamayo |  | 11.29828,124.69008
2026-02-03 | 9:34 | 147-1 | F1 | A1 | 2 | 2 | Vertical | AN | 147-1 | J6 | 36557 | Under Built(UB) | Bare | 147-1 |  |  |  | AN |  | A390933261 | Landis | 60 | 6 | AWG | 0.5 | 6 | AWG | Single Phase | 124.6901 | 11.2983 | tamayo |  | 11.29828,124.69008
2026-02-03 | 9:35 | 147-1 | F1 | A1 | 2 | 2 | Vertical | AN | 147-1 | J6 | 36557 | Under Built(UB) | Bare | 147-1 |  |  |  | AN |  | A390932865 | Landis | 30 | 6 | AWG | 0.5 | 6 | AWG | Single Phase | 124.6901 | 11.2983 | tamayo |  | 11.29828,124.69008
2026-02-03 | 9:35 | 147-1 | F1 | A1 | 2 | 2 | Vertical | AN | 147-1 | J6 | 36557 | Under Built(UB) | Bare | 147-1 |  |  |  | AN |  | A081435933 | Landis | 60 | 6 | AWG | 0.5 | 6 | AWG | Single Phase | 124.6901 | 11.2983 | tamayo |  | 11.29828,124.69008
2026-02-03 | 9:35 | 147-1 | F1 | A1 | 2 | 2 | Vertical | AN | 147-1 | J6 | 36557 | Under Built(UB) | Bare | 147-1 |  |  |  | AN |  | A261452237 | Landis | 60 | 6 | AWG | 0.5 | 6 | AWG | Single Phase | 124.6901 | 11.2981 | tamayo |  | 11.29815,124.69006
2026-02-03 | 9:36 | 147-1 | F1 | A1 | 2 | 2 | Vertical | AN | 147-1 | J6 | 36557 | Under Built(UB) | Bare | 147-1 |  |  |  | AN |  | 202501001588 | Techen | 60 | 6 | AWG | 0.5 | 6 | AWG | Single Phase | 124.6901 | 11.2981 | tamayo |  | 11.29815,124.69006
2026-02-03 | 9:38 | 147-1-A | F1 | A1 | 2 | 2 | Vertical | AN | 147-1-A | J6 | 36557 | Under Built(UB) | Bare | 147-1 |  |  |  | AN |  |  |  |  | 6 | AWG | 0.5 | 6 | AWG | Single Phase | 124.6901 | 11.2981 | tamayo |  | 11.29815,124.69006
2026-02-03 | 9:38 | 147-1-A | F1 | A1 | 2 | 2 | Vertical | AN | 147-1-A | J6 | 36557 | Open Secondary(OS) | Bare | 147-1-A |  |  |  | AN |  |  |  |  | 6 | AWG | 0.5 | 6 | AWG | Single Phase | 124.6901 | 11.2981 | tamayo |  | 11.29815,124.69006
2026-02-03 | 9:38 | 147-1-A | F1 | A1 | 2 | 2 | Vertical | AN | 147-1-A | J6 | 36557 | Open Secondary(OS) | Bare | 147-1-A |  |  |  | AN |  | A151535796 | Landis | 30 | 6 | AWG | 0.5 | 6 | AWG | Single Phase | 124.6901 | 11.2981 | tamayo |  | 11.29815,124.69006
2026-02-03 | 9:38 | 147-1-A | F1 | A1 | 2 | 2 | Vertical | AN | 147-1-A | J6 | 36557 | Open Secondary(OS) | Bare | 147-1-A |  |  |  | AN |  | 201700022772 | Intec | 30 | 6 | AWG | 0.5 | 6 | AWG | Single Phase | 124.6901 | 11.2981 | tamayo |  | 11.29815,124.69006
2026-02-03 | 9:39 | 147-1-A | F1 | A1 | 2 | 2 | Vertical | AN | 147-1-A | J6 | 36557 | Open Secondary(OS) | Bare | 147-1-A |  |  |  | AN |  | 202400087691 | Intec | 60 | 6 | AWG | 0.5 | 6 | AWG | Single Phase | 124.6901 | 11.2981 | tamayo |  | 11.29815,124.69006
2026-02-03 | 9:39 | 147-1-A | F1 | A1 | 2 | 2 | Vertical | AN | 147-1-A | J6 | 36557 | Open Secondary(OS) | Bare | 147-1-A |  |  |  | AN |  | A390933010 | Landis | 30 | 6 | AWG | 0.5 | 6 | AWG | Single Phase | 124.6901 | 11.2981 | tamayo |  | 11.29815,124.69006
2026-02-03 | 9:39 | 147-1-A | F1 | A1 | 2 | 2 | Vertical | AN | 147-1-A | J6 | 36557 | Open Secondary(OS) | Bare | 147-1-A |  |  |  | AN |  | A381110797 | Landis | 30 | 6 | AWG | 0.5 | 6 | AWG | Single Phase | 124.6901 | 11.2981 | tamayo |  | 11.29815,124.69006
2026-02-03 | 9:40 | 147-1-A | F1 | A1 | 2 | 2 | Vertical | AN | 147-1-A | J6 | 36557 | Open Secondary(OS) | Bare | 147-1-A |  |  |  | AN |  | A411111185 | Landis | 60 | 6 | AWG | 0.5 | 6 | AWG | Single Phase | 124.69 | 11.2978 | tamayo |  | 11.29777,124.68997
2026-02-03 | 9:40 | 147-1-A | F1 | A1 | 2 | 2 | Vertical | AN | 147-1-A | J6 | 36557 | Open Secondary(OS) | Bare | 147-1-A |  |  |  | AN |  | A261453393 | Landis | 60 | 6 | AWG | 0.5 | 6 | AWG | Single Phase | 124.69 | 11.2978 | tamayo |  | 11.29777,124.68997
2026-02-03 | 9:43 | 147-1-A-a | F1 | A1 | 2 | 2 | Vertical | AN | 147-1-A-a | J6 | 36557 | Open Secondary(OS) | Bare | 147-1-A |  |  |  | AN |  |  |  |  | 6 | AWG | 0.5 | 6 | AWG | Single Phase | 124.69 | 11.2978 | tamayo |  | 11.29777,124.68997
2026-02-03 | 9:44 | 147-1-A-a | F1 | A1 | 2 | 2 | Vertical | AN | 147-1-A-a | J6 | 36557 | Open Secondary(OS) | Bare | 147-1-A-a |  |  |  | AN |  |  |  |  | 6 | AWG | 0.5 | 6 | AWG | Single Phase | 124.69 | 11.2978 | tamayo |  | 11.29777,124.68997
2026-02-03 | 9:44 | 147-1-A-a | F1 | A1 | 2 | 2 | Vertical | AN | 147-1-A-a | J6 | 36557 | Open Secondary(OS) | Bare | 147-1-A-a |  |  |  | AN |  | 2XCNM24518 | GE | 30 | 6 | AWG | 0.5 | 6 | AWG | Single Phase | 124.6907 | 11.2973 | tamayo |  | 11.29735,124.69066
2026-02-03 | 9:45 | 147-1-A-a | F1 | A1 | 2 | 2 | Vertical | AN | 147-1-A-a | J6 | 36557 | Open Secondary(OS) | Bare | 147-1-A-a |  |  |  | AN |  | 2VCNM123801 | GE | 30 | 6 | AWG | 0.5 | 6 | AWG | Single Phase | 124.6907 | 11.2973 | tamayo |  | 11.29735,124.69066
2026-02-03 | 9:45 | 147-1-A-a | F1 | A1 | 2 | 2 | Vertical | AN | 147-1-A-a | J6 | 36557 | Open Secondary(OS) | Bare | 147-1-A-a |  |  |  | AN |  | A101211700 | Landis | 30 | 6 | AWG | 0.5 | 6 | AWG | Single Phase | 124.6905 | 11.2978 | tamayo |  | 11.29777,124.69053
2026-02-03 | 9:46 | 147-1-A-a | F1 | A1 | 2 | 2 | Vertical | AN | 147-1-A-a | J6 | 36557 | Open Secondary(OS) | Bare | 147-1-A-a |  |  |  | AN |  | 2XCNM124024 | GE | 60 | 6 | AWG | 0.5 | 6 | AWG | Single Phase | 124.6905 | 11.2976 | tamayo |  | 11.29761,124.69051
2026-02-03 | 9:46 | 147-1-A-a | F1 | A1 | 2 | 2 | Vertical | AN | 147-1-A-a | J6 | 36557 | Open Secondary(OS) | Bare | 147-1-A-a |  |  |  | AN |  | A251121933 | Landis | 60 | 6 | AWG | 0.5 | 6 | AWG | Single Phase | 124.6905 | 11.2976 | tamayo |  | 11.29761,124.69051
2026-02-03 | 9:47 | 147-1-A-a | F1 | A1 | 2 | 2 | Vertical | AN | 147-1-A-a | J6 | 36557 | Open Secondary(OS) | Bare | 147-1-A-a |  |  |  | AN |  | SCL35093 | Landis | 60 | 6 | AWG | 0.5 | 6 | AWG | Single Phase | 124.6905 | 11.2976 | tamayo |  | 11.29761,124.69051
2026-02-03 | 9:47 | 147-1-A-a | F1 | A1 | 2 | 2 | Vertical | AN | 147-1-A-a | J6 | 36557 | Open Secondary(OS) | Bare | 147-1-A-a |  |  |  | AN |  | 202400047234 | Intec | 60 | 6 | AWG | 0.5 | 6 | AWG | Single Phase | 124.6905 | 11.2976 | tamayo |  | 11.29761,124.69051
2026-02-03 | 9:47 | 147-1-A-a | F1 | A1 | 2 | 2 | Vertical | AN | 147-1-A-a | J6 | 36557 | Open Secondary(OS) | Bare | 147-1-A-a |  |  |  | AN |  | A221474498 | Landis | 60 | 6 | AWG | 0.5 | 6 | AWG | Single Phase | 124.6905 | 11.2976 | tamayo |  | 11.29761,124.69051
2026-02-03 | 9:47 | 147-1-A-a | F1 | A1 | 2 | 2 | Vertical | AN | 147-1-A-a | J6 | 36557 | Open Secondary(OS) | Bare | 147-1-A-a |  |  |  | AN |  | A151532341 | Landis | 60 | 6 | AWG | 0.5 | 6 | AWG | Single Phase | 124.6905 | 11.2976 | tamayo |  | 11.29764,124.69048
2026-02-03 | 9:48 | 147-1-A-a | F1 | A1 | 2 | 2 | Vertical | AN | 147-1-A-a | J6 | 36557 | Open Secondary(OS) | Bare | 147-1-A-a |  |  |  | AN |  | 201900063218 | Intec | 60 | 6 | AWG | 0.5 | 6 | AWG | Single Phase | 124.6905 | 11.2976 | tamayo |  | 11.29764,124.69048
2026-02-03 | 9:48 | 147-1-A-a | F1 | A1 | 2 | 2 | Vertical | AN | 147-1-A-a | J6 | 36557 | Open Secondary(OS) | Bare | 147-1-A-a |  |  |  | AN |  | A151247780 | Landis | 60 | 6 | AWG | 0.5 | 6 | AWG | Single Phase | 124.6905 | 11.2976 | tamayo |  | 11.29764,124.69048
2026-02-03 | 9:49 | 147-1-A-a | F1 | A1 | 2 | 2 | Vertical | AN | 147-1-A-a | J6 | 36557 | Open Secondary(OS) | Bare | 147-1-A-a |  |  |  | AN |  | A071012103 | Landis | 60 | 6 | AWG | 0.5 | 6 | AWG | Single Phase | 124.6905 | 11.2976 | tamayo |  | 11.29764,124.69048
2026-02-03 | 9:49 | 147-1-A-a | F1 | A1 | 2 | 2 | Vertical | AN | 147-1-A-a | J6 | 36557 | Open Secondary(OS) | Bare | 147-1-A-a |  |  |  | AN |  | 360243 |  | 60 | 6 | AWG | 0.5 | 6 | AWG | Single Phase | 124.6905 | 11.2976 | tamayo |  | 11.29764,124.69048
2026-02-03 | 9:49 | 147-1-A-a | F1 | A1 | 2 | 2 | Vertical | AN | 147-1-A-a | J6 | 36557 | Open Secondary(OS) | Bare | 147-1-A-a |  |  |  | AN |  | 360252 |  | 60 | 6 | AWG | 0.5 | 6 | AWG | Single Phase | 124.6905 | 11.2976 | tamayo |  | 11.29764,124.69048
2026-02-03 | 9:49 | 147-1-A-a | F1 | A1 | 2 | 2 | Vertical | AN | 147-1-A-a | J6 | 36557 | Open Secondary(OS) | Bare | 147-1-A-a |  |  |  | AN |  | 360256 |  | 60 | 6 | AWG | 0.5 | 6 | AWG | Single Phase | 124.6905 | 11.2976 | tamayo |  | 11.29764,124.69048
2026-02-03 | 9:50 | 147-1-A-a | F1 | A1 | 2 | 2 | Vertical | AN | 147-1-A-a | J6 | 36557 | Open Secondary(OS) | Bare | 147-1-A-a |  |  |  | AN |  | 202501003496 | Techen | 60 | 6 | AWG | 0.5 | 6 | AWG | Single Phase | 124.6905 | 11.2976 | tamayo |  | 11.29764,124.69048
2026-02-03 | 9:50 | 147-1-A-a | F1 | A1 | 2 | 2 | Vertical | AN | 147-1-A-a | J6 | 36557 | Open Secondary(OS) | Bare | 147-1-A-a |  |  |  | AN |  | 202400047233 | Intec | 60 | 6 | AWG | 0.5 | 6 | AWG | Single Phase | 124.6905 | 11.2976 | tamayo |  | 11.29764,124.69048
2026-02-03 | 9:50 | 147-1-A-a | F1 | A1 | 2 | 2 | Vertical | AN | 147-1-A-a | J6 | 36557 | Open Secondary(OS) | Bare | 147-1-A-a |  |  |  | AN |  | 201900060289 | Intec | 60 | 6 | AWG | 0.5 | 6 | AWG | Single Phase | 124.6905 | 11.2976 | tamayo |  | 11.29764,124.69048
2026-02-03 | 9:50 | 147-1-A-a | F1 | A1 | 2 | 2 | Vertical | AN | 147-1-A-a | J6 | 36557 | Open Secondary(OS) | Bare | 147-1-A-a |  |  |  | AN |  | 202501003960 | Techen | 30 | 6 | AWG | 0.5 | 6 | AWG | Single Phase | 124.6905 | 11.2976 | tamayo |  | 11.29764,124.69048
2026-02-03 | 9:51 | 147-1-A-a | F1 | A1 | 2 | 2 | Vertical | AN | 147-1-A-a | J6 | 36557 | Open Secondary(OS) | Bare | 147-1-A-a |  |  |  | AN |  | A261453817 | Landis | 60 | 6 | AWG | 0.5 | 6 | AWG | Single Phase | 124.6905 | 11.2976 | tamayo |  | 11.29764,124.69048
2026-02-03 | 9:51 | 147-1-A-a | F1 | A1 | 2 | 2 | Vertical | AN | 147-1-A-a | J6 | 36557 | Open Secondary(OS) | Bare | 147-1-A-a |  |  |  | AN |  | A291457434 | Landis | 30 | 6 | AWG | 0.5 | 6 | AWG | Single Phase | 124.6905 | 11.2976 | tamayo |  | 11.29764,124.69048
2026-02-03 | 9:51 | 147-1-A-a | F1 | A1 | 2 | 2 | Vertical | AN | 147-1-A-a | J6 | 36557 | Open Secondary(OS) | Bare | 147-1-A-a |  |  |  | AN |  | 201700020467 | Intec | 60 | 6 | AWG | 0.5 | 6 | AWG | Single Phase | 124.6905 | 11.2976 | tamayo |  | 11.29764,124.69048
2026-02-03 | 9:52 | 147-1-A-a | F1 | A1 | 2 | 2 | Vertical | AN | 147-1-A-a | J6 | 36557 | Open Secondary(OS) | Bare | 147-1-A-a |  |  |  | AN |  | A401216920 | Landis | 60 | 6 | AWG | 0.5 | 6 | AWG | Single Phase | 124.6905 | 11.2976 | tamayo |  | 11.29764,124.69048
2026-02-03 | 9:55 | 147-1-B | F1 | A1 | 2 | 2 | Vertical | AN | 147-1-B | J6 | 36557 | Open Secondary(OS) | Bare | 147-1-A-a |  |  |  | AN |  |  |  |  | 6 | AWG | 0.5 | 6 | AWG | Single Phase | 124.6905 | 11.2976 | tamayo |  | 11.29764,124.69048
2026-02-03 | 9:55 | 147-1-B | F1 | A1 | 2 | 2 | Vertical | AN | 147-1-B | J6 | 36557 | Open Secondary(OS) | Bare | 147-1-B |  |  |  | AN |  |  |  |  | 6 | AWG | 0.5 | 6 | AWG | Single Phase | 124.6905 | 11.2976 | tamayo |  | 11.29764,124.69048
2026-02-03 | 9:55 | 147-1-B | F1 | A1 | 2 | 2 | Vertical | AN | 147-1-B | J6 | 36557 | Open Secondary(OS) | Bare | 147-1-B |  |  |  | AN |  | SCL35092 | Landis | 30 | 6 | AWG | 0.5 | 6 | AWG | Single Phase | 124.6905 | 11.2976 | tamayo |  | 11.29764,124.69048
2026-02-03 | 9:56 | 147-1-B | F1 | A1 | 2 | 2 | Vertical | AN | 147-1-B | J6 | 36557 | Open Secondary(OS) | Bare | 147-1-B |  |  |  | AN |  | SCL77623 | Landis | 30 | 6 | AWG | 0.5 | 6 | AWG | Single Phase | 124.6905 | 11.2976 | tamayo |  | 11.29764,124.69048
2026-02-03 | 9:56 | 147-1-B | F1 | A1 | 2 | 2 | Vertical | AN | 147-1-B | J6 | 36557 | Open Secondary(OS) | Bare | 147-1-B |  |  |  | AN |  | 202300204854 | Intec | 60 | 6 | AWG | 0.5 | 6 | AWG | Single Phase | 124.6905 | 11.2976 | tamayo |  | 11.29762,124.69047
2026-02-03 | 9:56 | 147-1-B | F1 | A1 | 2 | 2 | Vertical | AN | 147-1-B | J6 | 36557 | Open Secondary(OS) | Bare | 147-1-B |  |  |  | AN |  | 202501001973 | Techen | 60 | 6 | AWG | 0.5 | 6 | AWG | Single Phase | 124.6905 | 11.2976 | tamayo |  | 11.29762,124.69047
2026-02-03 | 9:57 | 147-1-B | F1 | A1 | 2 | 2 | Vertical | AN | 147-1-B | J6 | 36557 | Open Secondary(OS) | Bare | 147-1-B |  |  |  | AN |  | 202501001969 | Techen | 60 | 6 | AWG | 0.5 | 6 | AWG | Single Phase | 124.6905 | 11.2976 | tamayo |  | 11.29762,124.69047
2026-02-03 | 9:57 | 147-1-B | F1 | A1 | 2 | 2 | Vertical | AN | 147-1-B | J6 | 36557 | Open Secondary(OS) | Bare | 147-1-B |  |  |  | AN |  | A151532336 | Landis | 60 | 6 | AWG | 0.5 | 6 | AWG | Single Phase | 124.6905 | 11.2976 | tamayo |  | 11.29762,124.69047
2026-02-03 | 10:01 | 147-2 | F1 | A1 | 2 | 2 | Vertical | AN | 147-2 | J6 | 36557 | Open Secondary(OS) | Bare | 147-1-B |  |  |  | AN |  |  |  |  | 6 | AWG | 0.5 | 6 | AWG | Single Phase | 124.6904 | 11.2979 | tamayo |  | 11.2979,124.6904
2026-02-03 | 10:02 | 147-2 | F1 | A1 | 2 | 2 | Vertical | AN | 147-2 | J6 | 36557 | Under Built(UB) | Bare | 147-2 |  |  |  | AN |  |  |  |  | 6 | AWG | 0.5 | 6 | AWG | Single Phase | 124.6904 | 11.298 | tamayo |  | 11.29796,124.69038
2026-02-03 | 10:02 | 147-2 | F1 | A1 | 2 | 2 | Vertical | AN | 147-2 | J6 | 36557 | Under Built(UB) | Bare | 147-2 |  |  |  | AN |  | A071014137 | Landis | 30 | 6 | AWG | 0.5 | 6 | AWG | Single Phase | 124.6904 | 11.298 | tamayo |  | 11.29796,124.69038
2026-02-03 | 10:02 | 147-2 | F1 | A1 | 2 | 2 | Vertical | AN | 147-2 | J6 | 36557 | Under Built(UB) | Bare | 147-2 |  |  |  | AN |  | A071014138 | Landis | 60 | 6 | AWG | 0.5 | 6 | AWG | Single Phase | 124.6904 | 11.298 | tamayo |  | 11.29796,124.69038
2026-02-03 | 10:02 | 147-2 | F1 | A1 | 2 | 2 | Vertical | AN | 147-2 | J6 | 36557 | Under Built(UB) | Bare | 147-2 |  |  |  | AN |  | A071014139 | Landis | 60 | 6 | AWG | 0.5 | 6 | AWG | Single Phase | 124.6904 | 11.298 | tamayo |  | 11.29796,124.69038
2026-02-03 | 10:03 | 147-2 | F1 | A1 | 2 | 2 | Vertical | AN | 147-2 | J6 | 36557 | Under Built(UB) | Bare | 147-2 |  |  |  | AN |  | A071014140 | Landis | 60 | 6 | AWG | 0.5 | 6 | AWG | Single Phase | 124.6904 | 11.298 | tamayo |  | 11.29796,124.69038
2026-02-03 | 10:03 | 147-2 | F1 | A1 | 2 | 2 | Vertical | AN | 147-2 | J6 | 36557 | Under Built(UB) | Bare | 147-2 |  |  |  | AN |  | SCL35451 | Landis | 30 | 6 | AWG | 0.5 | 6 | AWG | Single Phase | 124.6903 | 11.298 | tamayo |  | 11.29802,124.69032
2026-02-03 | 10:03 | 147-2 | F1 | A1 | 2 | 2 | Vertical | AN | 147-2 | J6 | 36557 | Under Built(UB) | Bare | 147-2 |  |  |  | AN |  | A071014143 | Landis | 60 | 6 | AWG | 0.5 | 6 | AWG | Single Phase | 124.6903 | 11.298 | tamayo |  | 11.29802,124.69032
2026-02-03 | 10:04 | 147-2 | F1 | A1 | 2 | 2 | Vertical | AN | 147-2 | J6 | 36557 | Under Built(UB) | Bare | 147-2 |  |  |  | AN |  | 201900068961 | Intec | 60 | 6 | AWG | 0.5 | 6 | AWG | Single Phase | 124.6903 | 11.298 | tamayo |  | 11.29802,124.69032
2026-02-03 | 10:04 | 147-2 | F1 | A1 | 2 | 2 | Vertical | AN | 147-2 | J6 | 36557 | Under Built(UB) | Bare | 147-2 |  |  |  | AN |  | 202501001301 | Techen | 60 | 6 | AWG | 0.5 | 6 | AWG | Single Phase | 124.6903 | 11.298 | tamayo |  | 11.29802,124.69032
2026-02-03 | 10:04 | 147-2 | F1 | A1 | 2 | 2 | Vertical | AN | 147-2 | J6 | 36557 | Under Built(UB) | Bare | 147-2 |  |  |  | AN |  | A071014033 | Landis | 660 | 6 | AWG | 0.5 | 6 | AWG | Single Phase | 124.6903 | 11.298 | tamayo |  | 11.29802,124.69032
2026-02-03 | 10:05 | 147-2 | F1 | A1 | 2 | 2 | Vertical | AN | 147-2 | J6 | 36557 | Under Built(UB) | Bare | 147-2 |  |  |  | AN |  | A071014033 | Landis | 60 | 6 | AWG | 0.5 | 6 | AWG | Single Phase | 124.6903 | 11.298 | tamayo |  | 11.29805,124.69029
2026-02-03 | 10:05 | 147-2 | F1 | A1 | 2 | 2 | Vertical | AN | 147-2 | J6 | 36557 | Under Built(UB) | Bare | 147-2 |  |  |  | AN |  | 202200102305 | Intec | 60 | 6 | AWG | 0.5 | 6 | AWG | Single Phase | 124.6903 | 11.298 | tamayo |  | 11.29805,124.69029
2026-02-03 | 10:05 | 147-2 | F1 | A1 | 2 | 2 | Vertical | AN | 147-2 | J6 | 36557 | Under Built(UB) | Bare | 147-2 |  |  |  | AN |  | A071014034 | Landis | 30 | 6 | AWG | 0.5 | 6 | AWG | Single Phase | 124.6903 | 11.298 | tamayo |  | 11.29805,124.69029
2026-02-03 | 10:06 | 147-2 | F1 | A1 | 2 | 2 | Vertical | AN | 147-2 | J6 | 36557 | Under Built(UB) | Bare | 147-2 |  |  |  | AN |  | A071014035 | Landis | 60 | 6 | AWG | 0.5 | 6 | AWG | Single Phase | 124.6903 | 11.298 | tamayo |  | 11.29805,124.69029
2026-02-03 | 10:06 | 147-2 | F1 | A1 | 2 | 2 | Vertical | AN | 147-2 | J6 | 36557 | Under Built(UB) | Bare | 147-2 |  |  |  | AN |  | A071014032 | Landis | 30 | 6 | AWG | 0.5 | 6 | AWG | Single Phase | 124.6903 | 11.298 | tamayo |  | 11.29805,124.69029
2026-02-03 | 10:06 | 147-2 | F1 | A1 | 2 | 2 | Vertical | AN | 147-2 | J6 | 36557 | Under Built(UB) | Bare | 147-2 |  |  |  | AN |  | 202100150414 | Intec | 30 | 6 | AWG | 0.5 | 6 | AWG | Single Phase | 124.6903 | 11.298 | tamayo |  | 11.29805,124.69029
2026-02-03 | 10:06 | 147-2 | F1 | A1 | 2 | 2 | Vertical | AN | 147-2 | J6 | 36557 | Under Built(UB) | Bare | 147-2 |  |  |  | AN |  | 90351509 | Techen | 30 | 6 | AWG | 0.5 | 6 | AWG | Single Phase | 124.6903 | 11.298 | tamayo |  | 11.29805,124.69029
2026-02-03 | 10:08 | 147-3 | F1 | A1 | 2 | 2 | Vertical | AN | 147-3 | J6 | 36557 | Under Built(UB) | Bare | 147-2 |  |  |  | AN |  |  |  |  | 6 | AWG | 0.5 | 6 | AWG | Single Phase | 124.6903 | 11.2981 | tamayo |  | 11.29807,124.69029
2026-02-03 | 10:08 | 147-3 | F1 | A1 | 2 | 2 | Vertical | AN | 147-3 | J6 | 36557 | Under Built(UB) | Bare | 147-3 |  |  |  | AN |  |  |  |  | 6 | AWG | 0.5 | 6 | AWG | Single Phase | 124.6903 | 11.2981 | tamayo |  | 11.29807,124.69029
2026-02-03 | 10:09 | 147-3 | F1 | A1 | 2 | 2 | Vertical | AN | 147-3 | J6 | 36557 | Under Built(UB) | Bare | 147-3 |  |  |  | AN |  | A071013723 | Landis | 60 | 6 | AWG | 0.5 | 6 | AWG | Single Phase | 124.691 | 11.2983 | tamayo |  | 11.29832,124.691
2026-02-03 | 10:09 | 147-3 | F1 | A1 | 2 | 2 | Vertical | AN | 147-3 | J6 | 36557 | Under Built(UB) | Bare | 147-3 |  |  |  | AN |  | 201900066355 | Intec | 60 | 6 | AWG | 0.5 | 6 | AWG | Single Phase | 124.691 | 11.2983 | tamayo |  | 11.29832,124.691
2026-02-03 | 10:10 | 147-3 | F1 | A1 | 2 | 2 | Vertical | AN | 147-3 | J6 | 36557 | Under Built(UB) | Bare | 147-3 |  |  |  | AN |  | A151532340 | Landis | 30 | 6 | AWG | 0.5 | 6 | AWG | Single Phase | 124.691 | 11.2983 | tamayo |  | 11.29832,124.691
2026-02-03 | 10:10 | 147-3 | F1 | A1 | 2 | 2 | Vertical | AN | 147-3 | J6 | 36557 | Under Built(UB) | Bare | 147-3 |  |  |  | AN |  | A071014028 | Landis | 60 | 6 | AWG | 0.5 | 6 | AWG | Single Phase | 124.691 | 11.2983 | tamayo |  | 11.29832,124.691
2026-02-03 | 10:10 | 147-3 | F1 | A1 | 2 | 2 | Vertical | AN | 147-3 | J6 | 36557 | Under Built(UB) | Bare | 147-3 |  |  |  | AN |  | A071014027 | Landis | 60 | 6 | AWG | 0.5 | 6 | AWG | Single Phase | 124.6911 | 11.2983 | tamayo |  | 11.29833,124.69115
2026-02-03 | 10:10 | 147-3 | F1 | A1 | 2 | 2 | Vertical | AN | 147-3 | J6 | 36557 | Under Built(UB) | Bare | 147-3 |  |  |  | AN |  | A071014145 | Landis | 60 | 6 | AWG | 0.5 | 6 | AWG | Single Phase | 124.6911 | 11.2983 | tamayo |  | 11.29833,124.69115
2026-02-03 | 10:11 | 147-3 | F1 | A1 | 2 | 2 | Vertical | AN | 147-3 | J6 | 36557 | Under Built(UB) | Bare | 147-3 |  |  |  | AN |  | 201900069757 | Intec | 60 | 6 | AWG | 0.5 | 6 | AWG | Single Phase | 124.6911 | 11.2983 | tamayo |  | 11.29833,124.69115
2026-02-03 | 10:11 | 147-3 | F1 | A1 | 2 | 2 | Vertical | AN | 147-3 | J6 | 36557 | Under Built(UB) | Bare | 147-3 |  |  |  | AN |  | A381107757 | Landis | 60 | 6 | AWG | 0.5 | 6 | AWG | Single Phase | 124.6911 | 11.2983 | tamayo |  | 11.29833,124.69115
2026-02-03 | 10:11 | 147-3 | F1 | A1 | 2 | 2 | Vertical | AN | 147-3 | J6 | 36557 | Under Built(UB) | Bare | 147-3 |  |  |  | AN |  | A101212043 | Landis | 30 | 6 | AWG | 0.5 | 6 | AWG | Single Phase | 124.6909 | 11.2985 | tamayo |  | 11.29845,124.69087
2026-02-03 | 10:11 | 147-3 | F1 | A1 | 2 | 2 | Vertical | AN | 147-3 | J6 | 36557 | Under Built(UB) | Bare | 147-3 |  |  |  | AN |  | 201900066352 | Intec | 30 | 6 | AWG | 0.5 | 6 | AWG | Single Phase | 124.6909 | 11.2985 | tamayo |  | 11.29845,124.69087
2026-02-03 | 10:12 | 147-3 | F1 | A1 | 2 | 2 | Vertical | AN | 147-3 | J6 | 36557 | Under Built(UB) | Bare | 147-3 |  |  |  | AN |  | 201900060220 | Intec | 30 | 6 | AWG | 0.5 | 6 | AWG | Single Phase | 124.6909 | 11.2985 | tamayo |  | 11.29845,124.69087
2026-02-03 | 10:12 | 147-3 | F1 | A1 | 2 | 2 | Vertical | AN | 147-3 | J6 | 36557 | Under Built(UB) | Bare | 147-3 |  |  |  | AN |  | A151532339 | Landis | 60 | 6 | AWG | 0.5 | 6 | AWG | Single Phase | 124.6909 | 11.2985 | tamayo |  | 11.29845,124.69087
2026-02-03 | 10:12 | 147-3 | F1 | A1 | 2 | 2 | Vertical | AN | 147-3 | J6 | 36557 | Under Built(UB) | Bare | 147-3 |  |  |  | AN |  | 202300204855 | Intec | 60 | 6 | AWG | 0.5 | 6 | AWG | Single Phase | 124.6908 | 11.2983 | tamayo |  | 11.2983,124.69078
2026-02-03 | 10:12 | 147-3 | F1 | A1 | 2 | 2 | Vertical | AN | 147-3 | J6 | 36557 | Under Built(UB) | Bare | 147-3 |  |  |  | AN |  | 201900068644 | Intec | 60 | 6 | AWG | 0.5 | 6 | AWG | Single Phase | 124.6908 | 11.2983 | tamayo |  | 11.2983,124.69078
2026-02-03 | 10:13 | 147-3 | F1 | A1 | 2 | 2 | Vertical | AN | 147-3 | J6 | 36557 | Under Built(UB) | Bare | 147-3 |  |  |  | AN |  | 201900068645 | Intec | 60 | 6 | AWG | 0.5 | 6 | AWG | Single Phase | 124.6908 | 11.2983 | tamayo |  | 11.2983,124.69078
2026-02-03 | 10:13 | 147-3 | F1 | A1 | 2 | 2 | Vertical | AN | 147-3 | J6 | 36557 | Under Built(UB) | Bare | 147-3 |  |  |  | AN |  | 202400048628 | Intec | 60 | 6 | AWG | 0.5 | 6 | AWG | Single Phase | 124.6908 | 11.2983 | tamayo |  | 11.2983,124.69078
2026-02-03 | 10:14 | 147-3-A | F1 | A1 | 2 | 2 | Vertical | AN | 147-3-A | J6 | 36557 | Under Built(UB) | Bare | 147-3 |  |  |  | AN |  |  |  |  | 6 | AWG | 0.5 | 6 | AWG | Single Phase | 124.6908 | 11.2983 | tamayo |  | 11.2983,124.69078
2026-02-03 | 10:15 | 147-3-A | F1 | A1 | 2 | 2 | Vertical | AN | 147-3-A | J6 | 36557 | Open Secondary(OS) | Bare | 147-3-A |  |  |  | AN |  |  |  |  | 6 | AWG | 0.5 | 6 | AWG | Single Phase | 124.6908 | 11.2983 | tamayo |  | 11.2983,124.69078
2026-02-03 | 10:16 | 147-3-A | F1 | A1 | 2 | 2 | Vertical | AN | 147-3-A | J6 | 36557 | Open Secondary(OS) | Bare | 147-3-A |  |  |  | AN |  | SCL78208 | Landis | 30 | 6 | AWG | 0.5 | 6 | AWG | Single Phase | 124.6914 | 11.2976 | tamayo |  | 11.29757,124.69142
2026-02-03 | 10:16 | 147-3-A | F1 | A1 | 2 | 2 | Vertical | AN | 147-3-A | J6 | 36557 | Open Secondary(OS) | Bare | 147-3-A |  |  |  | AN |  | A351059504 | Landis | 30 | 6 | AWG | 0.5 | 6 | AWG | Single Phase | 124.6914 | 11.2976 | tamayo |  | 11.29757,124.69142
2026-02-03 | 10:16 | 147-3-A | F1 | A1 | 2 | 2 | Vertical | AN | 147-3-A | J6 | 36557 | Open Secondary(OS) | Bare | 147-3-A |  |  |  | AN |  | A071013755 | Landis | 30 | 6 | AWG | 0.5 | 6 | AWG | Single Phase | 124.6914 | 11.2976 | tamayo |  | 11.29757,124.69142
2026-02-03 | 10:16 | 147-3-A | F1 | A1 | 2 | 2 | Vertical | AN | 147-3-A | J6 | 36557 | Open Secondary(OS) | Bare | 147-3-A |  |  |  | AN |  | A071013747 | Landis | 60 | 6 | AWG | 0.5 | 6 | AWG | Single Phase | 124.6914 | 11.2976 | tamayo |  | 11.29757,124.69142
2026-02-03 | 10:17 | 147-3-A | F1 | A1 | 2 | 2 | Vertical | AN | 147-3-A | J6 | 36557 | Open Secondary(OS) | Bare | 147-3-A |  |  |  | AN |  | A261452533 | Landis | 30 | 6 | AWG | 0.5 | 6 | AWG | Single Phase | 124.6914 | 11.2976 | tamayo |  | 11.29757,124.69142
2026-02-03 | 10:17 | 147-3-A | F1 | A1 | 2 | 2 | Vertical | AN | 147-3-A | J6 | 36557 | Open Secondary(OS) | Bare | 147-3-A |  |  |  | AN |  | 201700022057 | Intec | 60 | 6 | AWG | 0.5 | 6 | AWG | Single Phase | 124.6914 | 11.2976 | tamayo |  | 11.29757,124.69142
2026-02-03 | 10:17 | 147-3-A | F1 | A1 | 2 | 2 | Vertical | AN | 147-3-A | J6 | 36557 | Open Secondary(OS) | Bare | 147-3-A |  |  |  | AN |  | A071013751 | Landis | 30 | 6 | AWG | 0.5 | 6 | AWG | Single Phase | 124.6913 | 11.2977 | tamayo |  | 11.29769,124.6913
2026-02-03 | 10:18 | 147-3-A | F1 | A1 | 2 | 2 | Vertical | AN | 147-3-A | J6 | 36557 | Open Secondary(OS) | Bare | 147-3-A |  |  |  | AN |  | A071013721 | Landis | 30 | 6 | AWG | 0.5 | 6 | AWG | Single Phase | 124.6913 | 11.2977 | tamayo |  | 11.29769,124.6913
2026-02-03 | 10:18 | 147-3-A | F1 | A1 | 2 | 2 | Vertical | AN | 147-3-A | J6 | 36557 | Open Secondary(OS) | Bare | 147-3-A |  |  |  | AN |  | A071013720 | Landis | 60 | 6 | AWG | 0.5 | 6 | AWG | Single Phase | 124.6913 | 11.2977 | tamayo |  | 11.29769,124.6913
2026-02-03 | 10:18 | 147-3-A | F1 | A1 | 2 | 2 | Vertical | AN | 147-3-A | J6 | 36557 | Open Secondary(OS) | Bare | 147-3-A |  |  |  | AN |  | A071013719 | Landis | 60 | 6 | AWG | 0.5 | 6 | AWG | Single Phase | 124.6913 | 11.2977 | tamayo |  | 11.29769,124.6913
2026-02-03 | 10:18 | 147-3-A | F1 | A1 | 2 | 2 | Vertical | AN | 147-3-A | J6 | 36557 | Open Secondary(OS) | Bare | 147-3-A |  |  |  | AN |  | A071013718 | Landis | 60 | 6 | AWG | 0.5 | 6 | AWG | Single Phase | 124.6913 | 11.2977 | tamayo |  | 11.29769,124.6913
2026-02-03 | 10:19 | 147-3-A | F1 | A1 | 2 | 2 | Vertical | AN | 147-3-A | J6 | 36557 | Open Secondary(OS) | Bare | 147-3-A |  |  |  | AN |  | A071013717 | Landis | 60 | 6 | AWG | 0.5 | 6 | AWG | Single Phase | 124.6913 | 11.2977 | tamayo |  | 11.29769,124.6913
2026-02-03 | 10:19 | 147-3-A | F1 | A1 | 2 | 2 | Vertical | AN | 147-3-A | J6 | 36557 | Open Secondary(OS) | Bare | 147-3-A |  |  |  | AN |  | A071014116 | Landis | 30 | 6 | AWG | 0.5 | 6 | AWG | Single Phase | 124.6913 | 11.2977 | tamayo |  | 11.29769,124.6913
2026-02-03 | 10:19 | 147-3-A | F1 | A1 | 2 | 2 | Vertical | AN | 147-3-A | J6 | 36557 | Open Secondary(OS) | Bare | 147-3-A |  |  |  | AN |  | 90282839 | Techen | 60 | 6 | AWG | 0.5 | 6 | AWG | Single Phase | 124.6913 | 11.2977 | tamayo |  | 11.29769,124.6913
2026-02-03 | 10:22 | 147-4 | F1 | A6 | 2 | 2 | Vertical | AN | 147-4 | J6 | 36557 | Open Secondary(OS) | Bare | 147-3-A |  |  |  | AN |  |  |  |  | 6 | AWG | 0.5 | 6 | AWG | Single Phase | 124.6912 | 11.2985 | tamayo |  | 11.29848,124.69121
2026-02-03 | 10:22 | 147-4 | F1 | A6 | 2 | 2 | Vertical | AN | 147-4 | J6 | 36557 | Open Secondary(OS) | Bare | 147-4 |  |  |  | AN |  |  |  |  | 6 | AWG | 0.5 | 6 | AWG | Single Phase | 124.6912 | 11.2985 | tamayo |  | 11.29848,124.69121
2026-02-03 | 10:23 | 147-4 | F1 | A6 | 2 | 2 | Vertical | AN | 147-4 | J6 | 36557 | Under Built(UB) | Bare | 147-4 |  |  |  | AN |  |  |  |  | 6 | AWG | 0.5 | 6 | AWG | Single Phase | 124.6912 | 11.2985 | tamayo |  | 11.29848,124.69121
2026-02-03 | 10:23 | 147-4 | F1 | A6 | 2 | 2 | Vertical | AN | 147-4 | J6 | 36557 | Under Built(UB) | Bare | 147-4 |  |  |  | AN |  | A281146429 | Landis | 60 | 6 | AWG | 0.5 | 6 | AWG | Single Phase | 124.6914 | 11.2979 | tamayo |  | 11.29788,124.69138
2026-02-03 | 10:23 | 147-4 | F1 | A6 | 2 | 2 | Vertical | AN | 147-4 | J6 | 36557 | Under Built(UB) | Bare | 147-4 |  |  |  | AN |  | A151538154 | Landis | 30 | 6 | AWG | 0.5 | 6 | AWG | Single Phase | 124.6914 | 11.2979 | tamayo |  | 11.29788,124.69138
2026-02-03 | 10:24 | 147-4 | F1 | A6 | 2 | 2 | Vertical | AN | 147-4 | J6 | 36557 | Under Built(UB) | Bare | 147-4 |  |  |  | AN |  | 202300205251 | Intec | 60 | 6 | AWG | 0.5 | 6 | AWG | Single Phase | 124.6914 | 11.2979 | tamayo |  | 11.29788,124.69138
2026-02-03 | 10:24 | 147-4 | F1 | A6 | 2 | 2 | Vertical | AN | 147-4 | J6 | 36557 | Under Built(UB) | Bare | 147-4 |  |  |  | AN |  | A221462127 | Landis | 60 | 6 | AWG | 0.5 | 6 | AWG | Single Phase | 124.6914 | 11.2979 | tamayo |  | 11.29788,124.69138
2026-02-03 | 10:24 | 147-4 | F1 | A6 | 2 | 2 | Vertical | AN | 147-4 | J6 | 36557 | Under Built(UB) | Bare | 147-4 |  |  |  | AN |  | A221462128 | Landis | 30 | 6 | AWG | 0.5 | 6 | AWG | Single Phase | 124.6917 | 11.2983 | tamayo |  | 11.2983,124.69168
2026-02-03 | 10:24 | 147-4 | F1 | A6 | 2 | 2 | Vertical | AN | 147-4 | J6 | 36557 | Under Built(UB) | Bare | 147-4 |  |  |  | AN |  | A231076453 | Landis | 60 | 6 | AWG | 0.5 | 6 | AWG | Single Phase | 124.6917 | 11.2983 | tamayo |  | 11.2983,124.69168
2026-02-03 | 10:25 | 147-4 | F1 | A6 | 2 | 2 | Vertical | AN | 147-4 | J6 | 36557 | Under Built(UB) | Bare | 147-4 |  |  |  | AN |  | A221462126 | Landis | 30 | 6 | AWG | 0.5 | 6 | AWG | Single Phase | 124.6917 | 11.2983 | tamayo |  | 11.2983,124.69168
2026-02-03 | 10:25 | 147-4 | F1 | A6 | 2 | 2 | Vertical | AN | 147-4 | J6 | 36557 | Under Built(UB) | Bare | 147-4 |  |  |  | AN |  | 90221946 | Techen | 60 | 6 | AWG | 0.5 | 6 | AWG | Single Phase | 124.6917 | 11.2983 | tamayo |  | 11.2983,124.69168
2026-02-03 | 10:25 | 147-4 | F1 | A6 | 2 | 2 | Vertical | AN | 147-4 | J6 | 36557 | Under Built(UB) | Bare | 147-4 |  |  |  | AN |  | 202501003618 | Techen | 60 | 6 | AWG | 0.5 | 6 | AWG | Single Phase | 124.6917 | 11.2983 | tamayo |  | 11.2983,124.69168
2026-02-03 | 10:25 | 147-4 | F1 | A6 | 2 | 2 | Vertical | AN | 147-4 | J6 | 36557 | Under Built(UB) | Bare | 147-4 |  |  |  | AN |  | 201700022921 | Intec | 60 | 6 | AWG | 0.5 | 6 | AWG | Single Phase | 124.6917 | 11.2985 | tamayo |  | 11.29853,124.69174
2026-02-03 | 11:00 | 147-4-A | F1 | A6 | 2 | 2 | Vertical | AN | 147-4-A | [18 empty] | Single Phase | 124.6915 | 11.298 | tamayo |  | 11.29795,124.69151
2026-02-03 | 11:01 | 147-4-A | F1 | A6 | 2 | 2 | Vertical | AN | 147-4-A | J5 | 36557 | Open Secondary(OS) | Bare | 147-4-A | [13 empty] | Single Phase | 124.6916 | 11.298 | tamayo |  | 11.29804,124.69158
2026-02-03 | 11:01 | 147-4-A | F1 | A6 | 2 | 2 | Vertical | AN | 147-4-A | J5 | 36557 | Open Secondary(OS) | Bare | 147-4-A | [5 empty] | A151535699 | Landis | 60 | [5 empty] | Single Phase | 124.6916 | 11.2981 | tamayo |  | 11.2981,124.69157
2026-02-03 | 11:01 | 147-4-A | F1 | A6 | 2 | 2 | Vertical | AN | 147-4-A | J5 | 36557 | Open Secondary(OS) | Bare | 147-4-A | [5 empty] | 151535698 | Landis | 60 | [5 empty] | Single Phase | 124.6916 | 11.2981 | tamayo |  | 11.2981,124.69157
2026-02-03 | 11:02 | 147-4-A | F1 | A6 | 2 | 2 | Vertical | AN | 147-4-A | J5 | 36557 | Open Secondary(OS) | Bare | 147-4-A | [5 empty] | A151535697 | Landis | 60 | [5 empty] | Single Phase | 124.6916 | 11.2981 | tamayo |  | 11.2981,124.69157
2026-02-03 | 11:02 | 147-4-A | F1 | A6 | 2 | 2 | Vertical | AN | 147-4-A | J5 | 36557 | Open Secondary(OS) | Bare | 147-4-A | [5 empty] | A151535696 | Landis | 60 | 6 | AWG | 0.5 | 6 | AWG | Single Phase | 124.6916 | 11.2981 | tamayo |  | 11.2981,124.69157
2026-02-03 | 11:02 | 147-4-A | F1 | A6 | 2 | 2 | Vertical | AN | 147-4-A | J5 | 36557 | Open Secondary(OS) | Bare | 147-4-A | [5 empty] | A151535697 | Landis | 60 | 6 | AWG | 0.5 | 6 | AWG | Single Phase | 124.6916 | 11.2981 | tamayo |  | 11.2981,124.69157
2026-02-03 | 11:03 | 147-4-A | F1 | A6 | 2 | 2 | Vertical | AN | 147-4-A | J5 | 36557 | Open Secondary(OS) | Bare | 147-4-A | [5 empty] | A151535698 | Landis | 60 | 6 | AWG | 0.5 | 6 | AWG | Single Phase | 124.6916 | 11.2981 | tamayo |  | 11.2981,124.69157
2026-02-03 | 11:03 | 147-4-A | F1 | A6 | 2 | 2 | Vertical | AN | 147-4-A | J5 | 36557 | Open Secondary(OS) | Bare | 147-4-A | [5 empty] | A151535699 | Landis | 60 | 6 | AWG | 0.5 | 6 | AWG | Single Phase | 124.6916 | 11.2981 | tamayo |  | 11.2981,124.69157
2026-02-03 | 11:03 | 147-4-A | F1 | A6 | 2 | 2 | Vertical | AN | 147-4-A | J5 | 36557 | Open Secondary(OS) | Bare | 147-4-A | [5 empty] | 90351254 | Techen | 630 | 6 | AWG | 0.5 | 6 | AWG | Single Phase | 124.6916 | 11.2981 | tamayo |  | 11.2981,124.69157
2026-02-03 | 11:03 | 147-4-A | F1 | A6 | 2 | 2 | Vertical | AN | 147-4-A | J5 | 36557 | Open Secondary(OS) | Bare | 147-4-A | [5 empty] | A151532569 | Landis | 60 | 6 | AWG | 0.5 | 6 | AWG | Single Phase | 124.6916 | 11.2981 | tamayo |  | 11.2981,124.69157
2026-02-03 | 11:04 | 147-4-A | F1 | A6 | 2 | 2 | Vertical | AN | 147-4-A | J5 | 36557 | Open Secondary(OS) | Bare | 147-4-A | [5 empty] | A2110069189 | Landis | 60 | 6 | AWG | 0.5 | 6 | AWG | Single Phase | 124.6916 | 11.2981 | tamayo |  | 11.2981,124.69157
2026-02-03 | 11:05 | 147-4-B | F1 | A6 | 2 | 2 | Vertical | AN | 147-4-B | J5 | 36557 | Open Secondary(OS) | Bare | 147-4-A | [8 empty] | 6 | AWG | 0.5 | 6 | AWG | Single Phase | 124.6915 | 11.298 | tamayo |  | 11.29801,124.69147
2026-02-03 | 11:06 | 147-4-B | F1 | A6 | 2 | 2 | Vertical | AN | 147-4-B | J6 | 36557 | Open Secondary(OS) | Bare | 147-4-B | [8 empty] | 6 | AWG | 0.5 | 6 | AWG | Single Phase | 124.6915 | 11.298 | tamayo |  | 11.29801,124.69147
2026-02-03 | 11:06 | 147-4-B | F1 | A6 | 2 | 2 | Vertical | AN | 147-4-B | J6 | 36557 | Open Secondary(OS) | Bare | 147-4-B | [5 empty] | A151538022 | Landis | 30 | 6 | AWG | 0.5 | 6 | AWG | Single Phase | 124.6915 | 11.298 | tamayo |  | 11.29801,124.69147
2026-02-03 | 11:06 | 147-4-B | F1 | A6 | 2 | 2 | Vertical | AN | 147-4-B | J6 | 36557 | Open Secondary(OS) | Bare | 147-4-B | [5 empty] | 202501001338 | Techen | 30 | 6 | AWG | 0.5 | 6 | AWG | Single Phase | 124.6915 | 11.298 | tamayo |  | 11.29801,124.69147
2026-02-03 | 11:06 | 147-4-B | F1 | A6 | 2 | 2 | Vertical | AN | 147-4-B | J6 | 36557 | Open Secondary(OS) | Bare | 147-4-B | [5 empty] | A221474651 | Landis | 60 | 6 | AWG | 0.5 | 6 | AWG | Single Phase | 124.6913 | 11.2979 | tamayo |  | 11.29794,124.69134
2026-02-03 | 11:07 | 147-4-B | F1 | A6 | 2 | 2 | Vertical | AN | 147-4-B | J6 | 36557 | Open Secondary(OS) | Bare | 147-4-B | [5 empty] | A151532337 | Landis | 60 | 6 | AWG | 0.5 | 6 | AWG | Single Phase | 124.6913 | 11.2979 | tamayo |  | 11.29794,124.69134
2026-02-03 | 11:07 | 147-4-B | F1 | A6 | 2 | 2 | Vertical | AN | 147-4-B | J6 | 36557 | Open Secondary(OS) | Bare | 147-4-B | [5 empty] | A221474035 | Landis | 60 | 6 | AWG | 0.5 | 6 | AWG | Single Phase | 124.6913 | 11.2979 | tamayo |  | 11.29794,124.69134
2026-02-03 | 11:07 | 147-4-B | F1 | A6 | 2 | 2 | Vertical | AN | 147-4-B | J6 | 36557 | Open Secondary(OS) | Bare | 147-4-B | [5 empty] | A221474428 | Landis | 30 | 6 | AWG | 0.5 | 6 | AWG | Single Phase | 124.6913 | 11.2979 | tamayo |  | 11.29794,124.69134
2026-02-03 | 11:07 | 147-4-B | F1 | A6 | 2 | 2 | Vertical | AN | 147-4-B | J6 | 36557 | Open Secondary(OS) | Bare | 147-4-B | [5 empty] | A231076383 | Landis | 60 | 6 | AWG | 0.5 | 6 | AWG | Single Phase | 124.6913 | 11.2979 | tamayo |  | 11.29794,124.69134
2026-02-03 | 11:08 | 147-4-B | F1 | A6 | 2 | 2 | Vertical | AN | 147-4-B | J6 | 36557 | Open Secondary(OS) | Bare | 147-4-B | [5 empty] | 202100511142 | Intec | 60 | 6 | AWG | 0.5 | 6 | AWG | Single Phase | 124.6913 | 11.2979 | tamayo |  | 11.29794,124.69134
2026-02-03 | 11:08 | 147-4-B | F1 | A6 | 2 | 2 | Vertical | AN | 147-4-B | J6 | 36557 | Open Secondary(OS) | Bare | 147-4-B | [5 empty] | 202501001339 | Techen | 60 | 6 | AWG | 0.5 | 6 | AWG | Single Phase | 124.6913 | 11.2979 | tamayo |  | 11.29794,124.69134
2026-02-03 | 11:08 | 147-4-B | F1 | A6 | 2 | 2 | Vertical | AN | 147-4-B | J6 | 36557 | Open Secondary(OS) | Bare | 147-4-B | [5 empty] | 359356 |  | 60 | 6 | AWG | 0.5 | 6 | AWG | Single Phase | 124.6913 | 11.2979 | tamayo |  | 11.29794,124.69134
2026-02-03 | 11:08 | 147-4-B | F1 | A6 | 2 | 2 | Vertical | AN | 147-4-B | J6 | 36557 | Open Secondary(OS) | Bare | 147-4-B | [5 empty] | A151535701 | Landis | 30 | 6 | AWG | 0.5 | 6 | AWG | Single Phase | 124.6913 | 11.2979 | tamayo |  | 11.29794,124.69134
2026-02-03 | 11:08 | 147-4-B | F1 | A6 | 2 | 2 | Vertical | AN | 147-4-B | J6 | 36557 | Open Secondary(OS) | Bare | 147-4-B | [5 empty] | A151535704 | Landis | 60 | 6 | AWG | 0.5 | 6 | AWG | Single Phase | 124.6913 | 11.2979 | tamayo |  | 11.29794,124.69134
2026-02-03 | 11:09 | 147-4-B | F1 | A6 | 2 | 2 | Vertical | AN | 147-4-B | J6 | 36557 | Open Secondary(OS) | Bare | 147-4-B | [5 empty] | A151535703 | Landis | 30 | 6 | AWG | 0.5 | 6 | AWG | Single Phase | 124.6913 | 11.2979 | tamayo |  | 11.29794,124.69134
2026-02-03 | 11:09 | 147-4-B | F1 | A6 | 2 | 2 | Vertical | AN | 147-4-B | J6 | 36557 | Open Secondary(OS) | Bare | 147-4-B | [5 empty] | 202501001336 | Techen | 60 | 6 | AWG | 0.5 | 6 | AWG | Single Phase | 124.6913 | 11.2979 | tamayo |  | 11.29794,124.69134
2026-02-03 | 11:09 | 147-4-B | F1 | A6 | 2 | 2 | Vertical | AN | 147-4-B | J6 | 36557 | Open Secondary(OS) | Bare | 147-4-B | [5 empty] | 201900063355 | Intec | 60 | 6 | AWG | 0.5 | 6 | AWG | Single Phase | 124.6913 | 11.2979 | tamayo |  | 11.29794,124.69134
2026-02-03 | 11:09 | 147-4-B | F1 | A6 | 2 | 2 | Vertical | AN | 147-4-B | J6 | 36557 | Open Secondary(OS) | Bare | 147-4-B | [5 empty] | A281146555 | Landis | 60 | 6 | AWG | 0.5 | 6 | AWG | Single Phase | 124.6913 | 11.2979 | tamayo |  | 11.29794,124.69134
2026-02-03 | 11:10 | 147-4-B | F1 | A6 | 2 | 2 | Vertical | AN | 147-4-B | J6 | 36557 | Open Secondary(OS) | Bare | 147-4-B | [5 empty] | A281146561 | Landis | 60 | 6 | AWG | 0.5 | 6 | AWG | Single Phase | 124.6913 | 11.2979 | tamayo |  | 11.29794,124.69134
2026-02-03 | 11:10 | 147-4-B | F1 | A6 | 2 | 2 | Vertical | AN | 147-4-B | J6 | 36557 | Open Secondary(OS) | Bare | 147-4-B | [5 empty] | A161463638 | Landis | 30 | 6 | AWG | 0.5 | 6 | AWG | Single Phase | 124.6913 | 11.2979 | tamayo |  | 11.29794,124.69134
2026-02-03 | 11:10 | 147-4-B | F1 | A6 | 2 | 2 | Vertical | AN | 147-4-B | J6 | 36557 | Open Secondary(OS) | Bare | 147-4-B | [5 empty] | 90351255 | Techen | 60 | 6 | AWG | 0.5 | 6 | AWG | Single Phase | 124.6913 | 11.2979 | tamayo |  | 11.29794,124.69134
2026-02-03 | 11:14 | 147-4-a | F1 | A6 | 2 | 2 | Vertical | AN | 147-4-a | J6 | 36557 | Open Secondary(OS) | Bare | 147-4-B | [8 empty] | 6 | AWG | 0.5 | 6 | AWG | Single Phase | 124.6913 | 11.2979 | tamayo |  | 11.29794,124.69134
2026-02-03 | 11:14 | 147-4-a | F1 | A6 | 2 | 2 | Vertical | AN | 147-4-a | J6 | 36557 | Open Secondary(OS) | Duplex | 147-4-a | [8 empty] | 6 | AWG | 0.5 | 6 | AWG | Single Phase | 124.6913 | 11.2979 | tamayo |  | 11.29794,124.69134
2026-02-03 | 11:14 | 147-4-a | F1 | A6 | 2 | 2 | Vertical | AN | 147-4-a | J6 | 36557 | Open Secondary(OS) | Duplex | 147-4-a | [5 empty] | A221481090 | Landis | 30 | 6 | AWG | 0.5 | 6 | AWG | Single Phase | 124.6913 | 11.2979 | tamayo |  | 11.29794,124.69134
2026-02-03 | 11:15 | 147-4-a | F1 | A6 | 2 | 2 | Vertical | AN | 147-4-a | J6 | 36557 | Open Secondary(OS) | Duplex | 147-4-a | [5 empty] | A221481084 | Landis | 60 | 6 | AWG | 0.5 | 6 | AWG | Single Phase | 124.6913 | 11.2979 | tamayo |  | 11.29793,124.69132
2026-02-03 | 11:15 | 147-4-a | F1 | A6 | 2 | 2 | Vertical | AN | 147-4-a | J6 | 36557 | Open Secondary(OS) | Duplex | 147-4-a | [5 empty] | 202501003486 | Techen | 60 | 6 | AWG | 0.5 | 6 | AWG | Single Phase | 124.6913 | 11.2979 | tamayo |  | 11.29793,124.69132
2026-02-03 | 11:15 | 147-4-a | F1 | A6 | 2 | 2 | Vertical | AN | 147-4-a | J6 | 36557 | Open Secondary(OS) | Duplex | 147-4-a | [5 empty] | 201501003489 | Techen | 60 | 6 | AWG | 0.5 | 6 | AWG | Single Phase | 124.6913 | 11.2979 | tamayo |  | 11.29793,124.69132
2026-02-03 | 11:19 | 147-4-1 | F1 | A6 | 2 | 2 | Vertical | AN | 147-4-1 | J6 | 36557 | Open Secondary(OS) | Duplex | 147-4-a | [8 empty] | 6 | AWG | 0.5 | 6 | AWG | Single Phase | 124.6924 | 11.2987 | tamayo |  | 11.29866,124.69235
2026-02-03 | 11:20 | 147-4-1 | F1 | A6 | 2 | 2 | Vertical | AN | 147-4-1 | J5 | 36557 | Open Secondary(OS) | Bare | 147-4-1 | [8 empty] | 6 | AWG | 0.5 | 6 | AWG | Single Phase | 124.6925 | 11.2986 | tamayo |  | 11.29861,124.69248
2026-02-03 | 11:20 | 147-4-1 | F1 | A6 | 2 | 2 | Vertical | AN | 147-4-1 | J5 | 36557 | Open Secondary(OS) | Bare | 147-4-1 | [5 empty] | A231076748 | Landis | 30 | 6 | AWG | 0.5 | 6 | AWG | Single Phase | 124.6925 | 11.2986 | tamayo |  | 11.29861,124.69248
2026-02-03 | 11:20 | 147-4-1 | F1 | A6 | 2 | 2 | Vertical | AN | 147-4-1 | J5 | 36557 | Open Secondary(OS) | Bare | 147-4-1 | [5 empty] | A231076747 | Landis | 60 | 6 | AWG | 0.5 | 6 | AWG | Single Phase | 124.6925 | 11.2986 | tamayo |  | 11.29861,124.69248
2026-02-03 | 11:20 | 147-4-1 | F1 | A6 | 2 | 2 | Vertical | AN | 147-4-1 | J5 | 36557 | Open Secondary(OS) | Bare | 147-4-1 | [5 empty] | A231076746 | Landis | 60 | 6 | AWG | 0.5 | 6 | AWG | Single Phase | 124.6925 | 11.2986 | tamayo |  | 11.29861,124.69248
2026-02-03 | 11:21 | 147-4-1 | F1 | A6 | 2 | 2 | Vertical | AN | 147-4-1 | J5 | 36557 | Open Secondary(OS) | Bare | 147-4-1 | [5 empty] | 90351194 | Techen | 60 | 6 | AWG | 0.5 | 6 | AWG | Single Phase | 124.6923 | 11.2986 | tamayo |  | 11.29864,124.69226
2026-02-03 | 11:21 | 147-4-1 | F1 | A6 | 2 | 2 | Vertical | AN | 147-4-1 | J5 | 36557 | Open Secondary(OS) | Bare | 147-4-1 | [5 empty] | A231076221 | Landis | 30 | 6 | AWG | 0.5 | 6 | AWG | Single Phase | 124.6923 | 11.2986 | tamayo |  | 11.29864,124.69226
2026-02-03 | 11:21 | 147-4-1 | F1 | A6 | 2 | 2 | Vertical | AN | 147-4-1 | J5 | 36557 | Open Secondary(OS) | Bare | 147-4-1 | [5 empty] | ScL78202 | Landis | 60 | 6 | AWG | 0.5 | 6 | AWG | Single Phase | 124.6923 | 11.2986 | tamayo |  | 11.29864,124.69226
2026-02-03 | 11:21 | 147-4-1 | F1 | A6 | 2 | 2 | Vertical | AN | 147-4-1 | J5 | 36557 | Open Secondary(OS) | Bare | 147-4-1 | [5 empty] | A101212050 | Landis | 60 | 6 | AWG | 0.5 | 6 | AWG | Single Phase | 124.6923 | 11.2986 | tamayo |  | 11.29864,124.69226
2026-02-03 | 11:22 | 147-4-1 | F1 | A6 | 2 | 2 | Vertical | AN | 147-4-1 | J5 | 36557 | Open Secondary(OS) | Bare | 147-4-1 | [5 empty] | A081436347 | Landis | 30 | 6 | AWG | 0.5 | 6 | AWG | Single Phase | 124.6926 | 11.2986 | tamayo |  | 11.29857,124.69259
2026-02-03 | 11:22 | 147-4-1 | F1 | A6 | 2 | 2 | Vertical | AN | 147-4-1 | J5 | 36557 | Open Secondary(OS) | Bare | 147-4-1 | [5 empty] | A151535705 | Landis | 30 | 6 | AWG | 0.5 | 6 | AWG | Single Phase | 124.6926 | 11.2986 | tamayo |  | 11.29857,124.69259
2026-02-03 | 11:22 | 147-4-1 | F1 | A6 | 2 | 2 | Vertical | AN | 147-4-1 | J5 | 36557 | Open Secondary(OS) | Bare | 147-4-1 | [5 empty] | 202501002954 | Techen | 60 | 6 | AWG | 0.5 | 6 | AWG | Single Phase | 124.6926 | 11.2986 | tamayo |  | 11.29857,124.69259
2026-02-03 | 11:22 | 147-4-1 | F1 | A6 | 2 | 2 | Vertical | AN | 147-4-1 | J5 | 36557 | Open Secondary(OS) | Bare | 147-4-1 | [5 empty] | 131006641 | Safari | 60 | 6 | AWG | 0.5 | 6 | AWG | Single Phase | 124.6926 | 11.2986 | tamayo |  | 11.29857,124.69259
2026-02-03 | 11:23 | 147-4-1 | F1 | A6 | 2 | 2 | Vertical | AN | 147-4-1 | J5 | 36557 | Open Secondary(OS) | Bare | 147-4-1 | [5 empty] | 201900040978 | Intec | 60 | 6 | AWG | 0.5 | 6 | AWG | Single Phase | 124.6926 | 11.2986 | tamayo |  | 11.29857,124.69259
2026-02-03 | 11:25 | 147-4-1 | F1 | A6 | 2 | 2 | Vertical | AN | 147-4-1 | J5 | 36557 | Open Secondary(OS) | Bare | 147-4-1 | [5 empty] | A231076747 | Landis | 60 | 6 | AWG | 0.5 | 6 | AWG | Single Phase | 124.6923 | 11.2986 | tamayo |  | 11.29862,124.69234
2026-02-03 | 11:25 | 147-4-1 | F1 | A6 | 2 | 2 | Vertical | AN | 147-4-1 | J5 | 36557 | Open Secondary(OS) | Bare | 147-4-1 | [5 empty] | 202400048714 | Intec | 60 | 6 | AWG | 0.5 | 6 | AWG | Single Phase | 124.6923 | 11.2983 | tamayo |  | 11.29835,124.69225
2026-02-03 | 11:26 | 147-4-1 | F1 | A6 | 2 | 2 | Vertical | AN | 147-4-1 | J5 | 36557 | Open Secondary(OS) | Bare | 147-4-1 | [5 empty] | 202400048522 | Intec | 30 | 6 | AWG | 0.5 | 6 | AWG | Single Phase | 124.6923 | 11.2983 | tamayo |  | 11.29835,124.69225
2026-02-03 | 11:26 | 147-4-1 | F1 | A6 | 2 | 2 | Vertical | AN | 147-4-1 | J5 | 36557 | Open Secondary(OS) | Bare | 147-4-1 | [5 empty] | A231076740 | Landis | 60 | 6 | AWG | 0.5 | 6 | AWG | Single Phase | 124.6923 | 11.2983 | tamayo |  | 11.29835,124.69225
2026-02-03 | 11:26 | 147-4-1 | F1 | A6 | 2 | 2 | Vertical | AN | 147-4-1 | J5 | 36557 | Open Secondary(OS) | Bare | 147-4-1 | [5 empty] | A231076808 | Landis | 60 | 6 | AWG | 0.5 | 6 | AWG | Single Phase | 124.6922 | 11.2985 | tamayo |  | 11.29849,124.69222
2026-02-03 | 11:27 | 147-4-1 | F1 | A6 | 2 | 2 | Vertical | AN | 147-4-1 | J5 | 36557 | Open Secondary(OS) | Bare | 147-4-1 | [5 empty] | A231076807 | Landis | 330 | 6 | AWG | 0.5 | 6 | AWG | Single Phase | 124.6922 | 11.2985 | tamayo |  | 11.29849,124.69222
2026-02-03 | 11:27 | 147-4-1 | F1 | A6 | 2 | 2 | Vertical | AN | 147-4-1 | J5 | 36557 | Open Secondary(OS) | Bare | 147-4-1 | [5 empty] | A231076807 | Landis | 30 | 6 | AWG | 0.5 | 6 | AWG | Single Phase | 124.6922 | 11.2985 | tamayo |  | 11.29849,124.69222
2026-02-03 | 11:27 | 147-4-1 | F1 | A6 | 2 | 2 | Vertical | AN | 147-4-1 | J5 | 36557 | Open Secondary(OS) | Bare | 147-4-1 | [5 empty] | SCL78209 | Landis | 60 | 6 | AWG | 0.5 | 6 | AWG | Single Phase | 124.6922 | 11.2985 | tamayo |  | 11.29849,124.69222
2026-02-03 | 11:27 | 147-4-1 | F1 | A6 | 2 | 2 | Vertical | AN | 147-4-1 | J5 | 36557 | Open Secondary(OS) | Bare | 147-4-1 | [5 empty] | SCL78201 | Landis | 60 | 6 | AWG | 0.5 | 6 | AWG | Single Phase | 124.6922 | 11.2985 | tamayo |  | 11.29849,124.69222
2026-02-03 | 11:28 | 147-4-1 | F1 | A6 | 2 | 2 | Vertical | AN | 147-4-1 | J5 | 36557 | Open Secondary(OS) | Bare | 147-4-1 | [5 empty] | A391085204 | Landis | 60 | 6 | AWG | 0.5 | 6 | AWG | Single Phase | 124.6922 | 11.2985 | tamayo |  | 11.29849,124.69222
2026-02-03 | 11:28 | 147-4-1 | F1 | A6 | 2 | 2 | Vertical | AN | 147-4-1 | J5 | 36557 | Open Secondary(OS) | Bare | 147-4-1 | [5 empty] | A381111023 | Landis | 60 | 6 | AWG | 0.5 | 6 | AWG | Single Phase | 124.6922 | 11.2985 | tamayo |  | 11.29849,124.69222
2026-02-03 | 11:29 | 147-4-2 | F1 | A6 | 2 | 2 | Vertical | AN | 147-4-2 | J5 | 36557 | Open Secondary(OS) | Bare | 147-4-1 | [8 empty] | 6 | AWG | 0.5 | 6 | AWG | Single Phase | 124.6922 | 11.2985 | tamayo |  | 11.29845,124.69224
2026-02-03 | 11:30 | 147-4-2 | F1 | A6 | 2 | 2 | Vertical | AN | 147-4-2 | J5 | 36557 | Open Secondary(OS) | Bare | 147-4-2 | [8 empty] | 6 | AWG | 0.5 | 6 | AWG | Single Phase | 124.6923 | 11.2984 | tamayo |  | 11.29843,124.69225
2026-02-03 | 11:30 | 147-4-2 | F1 | A6 | 2 | 2 | Vertical | AN | 147-4-2 | J5 | 36557 | Open Secondary(OS) | Bare | 147-4-2 | [5 empty] | 201700019855 | Intec | 60 | 6 | AWG | 0.5 | 6 | AWG | Single Phase | 124.6923 | 11.2984 | tamayo |  | 11.29843,124.69225
2026-02-03 | 11:30 | 147-4-2 | F1 | A6 | 2 | 2 | Vertical | AN | 147-4-2 | J5 | 36557 | Open Secondary(OS) | Bare | 147-4-2 | [5 empty] | 201700021395 | Intec | 60 | 6 | AWG | 0.5 | 6 | AWG | Single Phase | 124.6923 | 11.2984 | tamayo |  | 11.29843,124.69225
2026-02-03 | 11:31 | 147-4-2 | F1 | A6 | 2 | 2 | Vertical | AN | 147-4-2 | J5 | 36557 | Open Secondary(OS) | Bare | 147-4-2 | [5 empty] | A261453170 | Landis | 30 | 6 | AWG | 0.5 | 6 | AWG | Single Phase | 124.6923 | 11.2984 | tamayo |  | 11.29843,124.69225
2026-02-03 | 11:31 | 147-4-2 | F1 | A6 | 2 | 2 | Vertical | AN | 147-4-2 | J5 | 36557 | Open Secondary(OS) | Bare | 147-4-2 | [5 empty] | 201700019854 | Intec | 60 | 6 | AWG | 0.5 | 6 | AWG | Single Phase | 124.6923 | 11.2984 | tamayo |  | 11.29843,124.69225
2026-02-03 | 11:31 | 147-4-2 | F1 | A6 | 2 | 2 | Vertical | AN | 147-4-2 | J5 | 36557 | Open Secondary(OS) | Bare | 147-4-2 | [5 empty] | 202501001337 | Techen | 60 | 6 | AWG | 0.5 | 6 | AWG | Single Phase | 124.6923 | 11.2984 | tamayo |  | 11.29843,124.69225
2026-02-03 | 11:31 | 147-4-2 | F1 | A6 | 2 | 2 | Vertical | AN | 147-4-2 | J5 | 36557 | Open Secondary(OS) | Bare | 147-4-2 | [5 empty] | 201900065636 | Intec | 60 | 6 | AWG | 0.5 | 6 | AWG | Single Phase | 124.6923 | 11.2985 | tamayo |  | 11.29846,124.69229
2026-02-03 | 11:32 | 147-4-2 | F1 | A6 | 2 | 2 | Vertical | AN | 147-4-2 | J5 | 36557 | Open Secondary(OS) | Bare | 147-4-2 | [5 empty] | A231076766 | Landis | 60 | 6 | AWG | 0.5 | 6 | AWG | Single Phase | 124.6923 | 11.2985 | tamayo |  | 11.29846,124.69229
2026-02-03 | 11:32 | 147-4-2 | F1 | A6 | 2 | 2 | Vertical | AN | 147-4-2 | J5 | 36557 | Open Secondary(OS) | Bare | 147-4-2 | [5 empty] | 202501001335 | Techen | 60 | 6 | AWG | 0.5 | 6 | AWG | Single Phase | 124.6923 | 11.2985 | tamayo |  | 11.29846,124.69229
2026-02-03 | 11:32 | 147-4-2 | F1 | A6 | 2 | 2 | Vertical | AN | 147-4-2 | J5 | 36557 | Open Secondary(OS) | Bare | 147-4-2 | [5 empty] | 202501001333 | Techen | 60 | 6 | AWG | 0.5 | 6 | AWG | Single Phase | 124.6923 | 11.2985 | tamayo |  | 11.29846,124.69229
2026-02-03 | 11:32 | 147-4-2 | F1 | A6 | 2 | 2 | Vertical | AN | 147-4-2 | J5 | 36557 | Open Secondary(OS) | Bare | 147-4-2 | [5 empty] | A390932571 | Landis | 30 | 6 | AWG | 0.5 | 6 | AWG | Single Phase | 124.6923 | 11.2985 | tamayo |  | 11.29846,124.69229
2026-02-03 | 11:34 | 147-4-3 | F1 | A6 | 2 | 2 | Vertical | AN | 147-4-3 | J5 | 36557 | Open Secondary(OS) | Bare | 147-4-2 | [8 empty] | 6 | AWG | 0.5 | 6 | AWG | Single Phase | 124.6923 | 11.2985 | tamayo |  | 11.29847,124.69234
2026-02-03 | 11:34 | 147-4-3 | F1 | A6 | 2 | 2 | Vertical | AN | 147-4-3 | J6 | 36557 | Open Secondary(OS) | Bare | 147-4-3 | [8 empty] | 6 | AWG | 0.5 | 6 | AWG | Single Phase | 124.6923 | 11.2985 | tamayo |  | 11.29847,124.69234
2026-02-03 | 11:34 | 147-4-3 | F1 | A6 | 2 | 2 | Vertical | AN | 147-4-3 | J6 | 36557 | Open Secondary(OS) | Bare | 147-4-3 | [5 empty] | 201700022912 | Intec | 60 | 6 | AWG | 0.5 | 6 | AWG | Single Phase | 124.6923 | 11.2985 | tamayo |  | 11.29847,124.69234
2026-02-03 | 11:35 | 147-4-3 | F1 | A6 | 2 | 2 | Vertical | AN | 147-4-3 | J6 | 36557 | Open Secondary(OS) | Bare | 147-4-3 | [5 empty] | 202400314121 | Intec | 60 | 6 | AWG | 0.5 | 6 | AWG | Single Phase | 124.6923 | 11.2985 | tamayo |  | 11.29847,124.69234
2026-02-03 | 11:35 | 147-4-3 | F1 | A6 | 2 | 2 | Vertical | AN | 147-4-3 | J6 | 36557 | Open Secondary(OS) | Bare | 147-4-3 | [5 empty] | 202501000855 | Techen | 60 | 6 | AWG | 0.5 | 6 | AWG | Single Phase | 124.6924 | 11.2985 | tamayo |  | 11.29848,124.69241
2026-02-03 | 11:35 | 147-4-3 | F1 | A6 | 2 | 2 | Vertical | AN | 147-4-3 | J6 | 36557 | Open Secondary(OS) | Bare | 147-4-3 | [5 empty] | 201700020743 | Intec | 60 | 6 | AWG | 0.5 | 6 | AWG | Single Phase | 124.6924 | 11.2985 | tamayo |  | 11.29848,124.69241
2026-02-03 | 11:36 | 147-4-3 | F1 | A6 | 2 | 2 | Vertical | AN | 147-4-3 | J6 | 36557 | Open Secondary(OS) | Bare | 147-4-3 | [5 empty] | 202400314125 | Intec | 60 | 6 | AWG | 0.5 | 6 | AWG | Single Phase | 124.6924 | 11.2985 | tamayo |  | 11.29848,124.69241
2026-02-03 | 11:36 | 147-4-3 | F1 | A6 | 2 | 2 | Vertical | AN | 147-4-3 | J6 | 36557 | Open Secondary(OS) | Bare | 147-4-3 | [5 empty] | A221479239 | Landis | 60 | 6 | AWG | 0.5 | 6 | AWG | Single Phase | 124.6924 | 11.2985 | tamayo |  | 11.29848,124.69241
2026-02-03 | 11:36 | 147-4-3 | F1 | A6 | 2 | 2 | Vertical | AN | 147-4-3 | J6 | 36557 | Open Secondary(OS) | Bare | 147-4-3 | [5 empty] | A221480342 | Landis | 60 | 6 | AWG | 0.5 | 6 | AWG | Single Phase | 124.6925 | 11.2985 | tamayo |  | 11.29852,124.69249
2026-02-03 | 11:36 | 147-4-3 | F1 | A6 | 2 | 2 | Vertical | AN | 147-4-3 | J6 | 36557 | Open Secondary(OS) | Bare | 147-4-3 | [5 empty] | 201700019911 | Intec | 60 | 6 | AWG | 0.5 | 6 | AWG | Single Phase | 124.6925 | 11.2985 | tamayo |  | 11.29852,124.69249
2026-02-03 | 11:37 | 147-4-3 | F1 | A6 | 2 | 2 | Vertical | AN | 147-4-3 | J6 | 36557 | Open Secondary(OS) | Bare | 147-4-3 | [5 empty] | A391085210 | Landis | 60 | 6 | AWG | 0.5 | 6 | AWG | Single Phase | 124.6925 | 11.2985 | tamayo |  | 11.29852,124.69249
2026-02-03 | 11:37 | 147-4-3 | F1 | A6 | 2 | 2 | Vertical | AN | 147-4-3 | J6 | 36557 | Open Secondary(OS) | Bare | 147-4-3 | [5 empty] | A251121938 | Landis | 60 | 6 | AWG | 0.5 | 6 | AWG | Single Phase | 124.6925 | 11.2985 | tamayo |  | 11.29852,124.69249
2026-02-03 | 11:37 | 147-4-3 | F1 | A6 | 2 | 2 | Vertical | AN | 147-4-3 | J6 | 36557 | Open Secondary(OS) | Bare | 147-4-3 | [5 empty] | A390932566 | Landis | 60 | 6 | AWG | 0.5 | 6 | AWG | Single Phase | 124.6926 | 11.2985 | tamayo |  | 11.29852,124.69263
2026-02-03 | 11:38 | 147-4-3 | F1 | A6 | 2 | 2 | Vertical | AN | 147-4-3 | J6 | 36557 | Open Secondary(OS) | Bare | 147-4-3 | [5 empty] | A251259325 | Landis | 30 | 6 | AWG | 0.5 | 6 | AWG | Single Phase | 124.6926 | 11.2985 | tamayo |  | 11.29852,124.69263
2026-02-03 | 11:38 | 147-4-3 | F1 | A6 | 2 | 2 | Vertical | AN | 147-4-3 | J6 | 36557 | Open Secondary(OS) | Bare | 147-4-3 | [5 empty] | A221474718 | Landis | 60 | 6 | AWG | 0.5 | 6 | AWG | Single Phase | 124.6926 | 11.2985 | tamayo |  | 11.29852,124.69263
2026-02-03 | 11:38 | 147-4-3 | F1 | A6 | 2 | 2 | Vertical | AN | 147-4-3 | J6 | 36557 | Open Secondary(OS) | Bare | 147-4-3 | [5 empty] | A221474714 | Landis | 60 | 6 | AWG | 0.5 | 6 | AWG | Single Phase | 124.6927 | 11.2985 | tamayo |  | 11.29851,124.69272
2026-02-03 | 12:54 | 146-a | F1 | C1 | 2 | 2 | Horizontal | CBAN | 146-a | [18 empty] | 3 Phase | 124.6894 | 11.2988 | tamayo |  | 11.29876,124.68939
2026-02-03 | 12:55 | 146-a | F1 | C1 | 2 | 2 | Horizontal | CBAN | 146-a | J5 | 36557 | Open Secondary(OS) | Bare | 146-a | [13 empty] | 3 Phase | 124.6894 | 11.2988 | tamayo |  | 11.29876,124.68939
2026-02-03 | 12:55 | 146-a | F1 | C1 | 2 | 2 | Horizontal | CBAN | 146-a | J5 | 36557 | Open Secondary(OS) | Bare | 146-a | [5 empty] | 432587 | Intec | 60 | [5 empty] | 3 Phase | 124.6894 | 11.2988 | tamayo |  | 11.29876,124.68939
2026-02-03 | 12:56 | 146-a | F1 | C1 | 2 | 2 | Horizontal | CBAN | 146-a | J5 | 36557 | Open Secondary(OS) | Bare | 146-a | [5 empty] | 20234104 | Techen | 60 | [5 empty] | 3 Phase | 124.6894 | 11.2988 | tamayo |  | 11.29876,124.68939
2026-02-03 | 12:56 | 146-a | F1 | C1 | 2 | 2 | Horizontal | CBAN | 146-a | J5 | 36557 | Open Secondary(OS) | Bare | 146-a | [5 empty] | 202400047390 | Intec | 60 | 6 | AWG | 0.5 | 6 | AWG | 3 Phase | 124.6894 | 11.2988 | tamayo |  | 11.29876,124.68939
2026-02-03 | 12:57 | 146-a | F1 | C1 | 2 | 2 | Horizontal | CBAN | 146-a | J5 | 36557 | Open Secondary(OS) | Bare | 146-a | [5 empty] | 432587 | Intec | 30 | 6 | AWG | 0.5 | 6 | AWG | 3 Phase | 124.6893 | 11.2988 | tamayo |  | 11.29879,124.68934
2026-02-03 | 12:57 | 146-a | F1 | C1 | 2 | 2 | Horizontal | CBAN | 146-a | J5 | 36557 | Open Secondary(OS) | Bare | 146-a | [5 empty] | 20234104 | Techen | 60 | 6 | AWG | 0.5 | 6 | AWG | 3 Phase | 124.6893 | 11.2988 | tamayo |  | 11.29879,124.68934
2026-02-03 | 12:57 | 146-a | F1 | C1 | 2 | 2 | Horizontal | CBAN | 146-a | J5 | 36557 | Open Secondary(OS) | Bare | 146-a | [5 empty] | A291457112 | Landis | 30 | 6 | AWG | 0.5 | 6 | AWG | 3 Phase | 124.6893 | 11.2988 | tamayo |  | 11.29879,124.68934
2026-02-03 | 12:57 | 146-a | F1 | C1 | 2 | 2 | Horizontal | CBAN | 146-a | J5 | 36557 | Open Secondary(OS) | Bare | 146-a | [5 empty] | A351390698 | Landis | 30 | 6 | AWG | 0.5 | 6 | AWG | 3 Phase | 124.6893 | 11.2988 | tamayo |  | 11.29879,124.68934
2026-02-03 | 12:58 | 146-a | F1 | C1 | 2 | 2 | Horizontal | CBAN | 146-a | J5 | 36557 | Open Secondary(OS) | Bare | 146-a | [5 empty] | A291457107 | Landis | 60 | 6 | AWG | 0.5 | 6 | AWG | 3 Phase | 124.6893 | 11.2988 | tamayo |  | 11.29879,124.68934
2026-02-03 | 12:58 | 146-a | F1 | C1 | 2 | 2 | Horizontal | CBAN | 146-a | J5 | 36557 | Open Secondary(OS) | Bare | 146-a | [5 empty] | 201400047427 | Intec | 60 | 6 | AWG | 0.5 | 6 | AWG | 3 Phase | 124.6893 | 11.2988 | tamayo |  | 11.29879,124.68934
2026-02-03 | 12:59 | 146-b | F1 | C1 | 2 | 2 | Horizontal | CBAN | 146-b | J5 | 36557 | Open Secondary(OS) | Bare | 146-a | [8 empty] | 6 | AWG | 0.5 | 6 | AWG | 3 Phase | 124.6893 | 11.2988 | tamayo |  | 11.29879,124.68934
2026-02-03 | 13:00 | 146-b | F1 | C1 | 2 | 2 | Horizontal | CBAN | 146-b | J5 | 36557 | Open Secondary(OS) | Bare | 146-a | [8 empty] | 6 | AWG | 0.5 | 6 | AWG | 3 Phase | 124.6893 | 11.2988 | tamayo |  | 11.29878,124.68933
2026-02-03 | 13:00 | 146-b | F1 | C1 | 2 | 2 | Horizontal | CBAN | 146-b | J5 | 36557 | Open Secondary(OS) | Bare | 146-a | [5 empty] | A291457105 | Landis | 30 | 6 | AWG | 0.5 | 6 | AWG | 3 Phase | 124.6893 | 11.2987 | tamayo |  | 11.29874,124.6893
2026-02-03 | 13:01 | 146-b | F1 | C1 | 2 | 2 | Horizontal | CBAN | 146-b | J5 | 36557 | Open Secondary(OS) | Bare | 146-a | [5 empty] | A291457104 | Landis | 60 | 6 | AWG | 0.5 | 6 | AWG | 3 Phase | 124.6893 | 11.2987 | tamayo |  | 11.29874,124.6893
2026-02-03 | 13:01 | 146-b | F1 | C1 | 2 | 2 | Horizontal | CBAN | 146-b | J5 | 36557 | Open Secondary(OS) | Bare | 146-a | [5 empty] | SCL35235 | Landis | 60 | 6 | AWG | 0.5 | 6 | AWG | 3 Phase | 124.6893 | 11.2987 | tamayo |  | 11.29874,124.6893
2026-02-03 | 13:02 | 146-b | F1 | C1 | 2 | 2 | Horizontal | CBAN | 146-b | J5 | 36557 | Open Secondary(OS) | Bare | 146-a | [5 empty] | 202000115952 | Intec | 30 | 6 | AWG | 0.5 | 6 | AWG | 3 Phase | 124.6893 | 11.2987 | tamayo |  | 11.29874,124.6893
2026-02-03 | 13:02 | 146-b | F1 | C1 | 2 | 2 | Horizontal | CBAN | 146-b | J5 | 36557 | Open Secondary(OS) | Bare | 146-a | [5 empty] | 201700020122 | Intec | 60 | 6 | AWG | 0.5 | 6 | AWG | 3 Phase | 124.6893 | 11.2987 | tamayo |  | 11.29874,124.6893
2026-02-03 | 13:02 | 146-b | F1 | C1 | 2 | 2 | Horizontal | CBAN | 146-b | J5 | 36557 | Open Secondary(OS) | Bare | 146-a | [5 empty] | 202400048387 | Intec | 60 | 6 | AWG | 0.5 | 6 | AWG | 3 Phase | 124.6893 | 11.2987 | tamayo |  | 11.29874,124.6893
2026-02-03 | 13:04 | 146-c | F1 | C1 | 2 | 2 | Horizontal | CBAN | 146-c | J5 | 36557 | Open Secondary(OS) | Bare | 146-a | [8 empty] | 6 | AWG | 0.5 | 6 | AWG | 3 Phase | 124.6893 | 11.2987 | tamayo |  | 11.29874,124.6893
2026-02-03 | 13:04 | 146-c | F1 | C1 | 2 | 2 | Horizontal | CBAN | 146-c | J6 | 36557 | Open Secondary(OS) | Bare | 146-c | [8 empty] | 6 | AWG | 0.5 | 6 | AWG | 3 Phase | 124.6893 | 11.2987 | tamayo |  | 11.29874,124.6893
2026-02-03 | 13:07 | 146-A | F1 | C1 | 2 | 2 | Horizontal | CBAN | 146-A | J6 | 36557 | Open Secondary(OS) | Bare | 146-c | [8 empty] | 6 | AWG | 0.5 | 6 | AWG | 3 Phase | 124.6893 | 11.2987 | tamayo |  | 11.29874,124.6893
2026-02-03 | 13:08 | 146-A | F1 | C1 | 2 | 2 | Horizontal | CBAN | 146-A | J5 | 36557 | Open Secondary(OS) | Bare | 146-A | [8 empty] | 6 | AWG | 0.5 | 6 | AWG | 3 Phase | 124.6893 | 11.2987 | tamayo |  | 11.29874,124.6893
2026-02-03 | 13:08 | 146-A | F1 | C1 | 2 | 2 | Horizontal | CBAN | 146-A | J5 | 36557 | Open Secondary(OS) | Bare | 146-A | [5 empty] | A151535605 | Landis | 30 | 6 | AWG | 0.5 | 6 | AWG | 3 Phase | 124.6893 | 11.2986 | tamayo |  | 11.29856,124.68931
2026-02-03 | 13:08 | 146-A | F1 | C1 | 2 | 2 | Horizontal | CBAN | 146-A | J5 | 36557 | Open Secondary(OS) | Bare | 146-A | [5 empty] | A151535619 | Landis | 30 | 6 | AWG | 0.5 | 6 | AWG | 3 Phase | 124.6893 | 11.2986 | tamayo |  | 11.29856,124.68931
2026-02-03 | 13:08 | 146-A | F1 | C1 | 2 | 2 | Horizontal | CBAN | 146-A | J5 | 36557 | Open Secondary(OS) | Bare | 146-A | [5 empty] | A151535620 | Landis | 60 | 6 | AWG | 0.5 | 6 | AWG | 3 Phase | 124.6893 | 11.2986 | tamayo |  | 11.29856,124.68931
2026-02-03 | 13:09 | 146-A | F1 | C1 | 2 | 2 | Horizontal | CBAN | 146-A | J5 | 36557 | Open Secondary(OS) | Bare | 146-A | [5 empty] | 202400087072 | Intec | 60 | 6 | AWG | 0.5 | 6 | AWG | 3 Phase | 124.6893 | 11.2986 | tamayo |  | 11.29856,124.68931
2026-02-03 | 13:09 | 146-A | F1 | C1 | 2 | 2 | Horizontal | CBAN | 146-A | J5 | 36557 | Open Secondary(OS) | Bare | 146-A | [5 empty] | 202501001968 | Techen | 60 | 6 | AWG | 0.5 | 6 | AWG | 3 Phase | 124.6897 | 11.2988 | tamayo |  | 11.29882,124.6897
2026-02-03 | 13:10 | 146-B | F1 | C1 | 2 | 2 | Horizontal | CBAN | 146-B | J5 | 36557 | Open Secondary(OS) | Bare | 146-A | [8 empty] | 6 | AWG | 0.5 | 6 | AWG | 3 Phase | 124.6897 | 11.2988 | tamayo |  | 11.29882,124.6897
2026-02-03 | 13:10 | 146-B | F1 | C1 | 2 | 2 | Horizontal | CBAN | 146-B | J5 | 36557 | Open Secondary(OS) | Bare | 146-B | [8 empty] | 6 | AWG | 0.5 | 6 | AWG | 3 Phase | 124.6897 | 11.2988 | tamayo |  | 11.29882,124.6897
2026-02-03 | 13:10 | 146-B | F1 | C1 | 2 | 2 | Horizontal | CBAN | 146-B | J5 | 36557 | Open Secondary(OS) | Bare | 146-B | [5 empty] | A071011882 | Landis | 30 | 6 | AWG | 0.5 | 6 | AWG | 3 Phase | 124.6897 | 11.2988 | tamayo |  | 11.29882,124.6897
2026-02-03 | 13:11 | 146-B | F1 | C1 | 2 | 2 | Horizontal | CBAN | 146-B | J5 | 36557 | Open Secondary(OS) | Bare | 146-B | [5 empty] | 355382 | Intec | 60 | 6 | AWG | 0.5 | 6 | AWG | 3 Phase | 124.6901 | 11.2986 | tamayo |  | 11.29864,124.69007
2026-02-03 | 13:11 | 146-B | F1 | C1 | 2 | 2 | Horizontal | CBAN | 146-B | J5 | 36557 | Open Secondary(OS) | Bare | 146-B | [5 empty] | 354416 | Intec | 60 | 6 | AWG | 0.5 | 6 | AWG | 3 Phase | 124.6901 | 11.2986 | tamayo |  | 11.29864,124.69007
2026-02-03 | 13:11 | 146-B | F1 | C1 | 2 | 2 | Horizontal | CBAN | 146-B | J5 | 36557 | Open Secondary(OS) | Bare | 146-B | [5 empty] | A151535622 | Landis | 30 | 6 | AWG | 0.5 | 6 | AWG | 3 Phase | 124.6901 | 11.2986 | tamayo |  | 11.29864,124.69007
2026-02-03 | 13:11 | 146-B | F1 | C1 | 2 | 2 | Horizontal | CBAN | 146-B | J5 | 36557 | Open Secondary(OS) | Bare | 146-B | [5 empty] | 201700020002 | Intec | 60 | 6 | AWG | 0.5 | 6 | AWG | 3 Phase | 124.6901 | 11.2986 | tamayo |  | 11.29864,124.69007
2026-02-03 | 13:11 | 146-B | F1 | C1 | 2 | 2 | Horizontal | CBAN | 146-B | J5 | 36557 | Open Secondary(OS) | Bare | 146-B | [5 empty] | A381107538 | Landis | 300 | 6 | AWG | 0.5 | 6 | AWG | 3 Phase | 124.6901 | 11.2986 | tamayo |  | 11.29864,124.69007
2026-02-03 | 13:12 | 146-B | F1 | C1 | 2 | 2 | Horizontal | CBAN | 146-B | J5 | 36557 | Open Secondary(OS) | Bare | 146-B | [5 empty] | A381107538 | Landis | 30 | 6 | AWG | 0.5 | 6 | AWG | 3 Phase | 124.6904 | 11.2983 | tamayo |  | 11.29834,124.69039
2026-02-03 | 13:12 | 146-B | F1 | C1 | 2 | 2 | Horizontal | CBAN | 146-B | J5 | 36557 | Open Secondary(OS) | Bare | 146-B | [5 empty] | A251259322 | Landis | 60 | 6 | AWG | 0.5 | 6 | AWG | 3 Phase | 124.6904 | 11.2983 | tamayo |  | 11.29834,124.69039
2026-02-03 | 13:13 | 146-B | F1 | C1 | 2 | 2 | Horizontal | CBAN | 146-B | J5 | 36557 | Open Secondary(OS) | Bare | 146-B | [5 empty] | A151535616 | Landis | 60 | 6 | AWG | 0.5 | 6 | AWG | 3 Phase | 124.6904 | 11.2983 | tamayo |  | 11.29834,124.69039
2026-02-03 | 13:13 | 146-B | F1 | C1 | 2 | 2 | Horizontal | CBAN | 146-B | J5 | 36557 | Open Secondary(OS) | Bare | 146-B | [5 empty] | A151535621 | Landis | 60 | 6 | AWG | 0.5 | 6 | AWG | 3 Phase | 124.6904 | 11.2983 | tamayo |  | 11.29834,124.69039
2026-02-03 | 13:13 | 146-B | F1 | C1 | 2 | 2 | Horizontal | CBAN | 146-B | J5 | 36557 | Open Secondary(OS) | Bare | 146-B | [5 empty] | 201700020003 | Intec | 60 | 6 | AWG | 0.5 | 6 | AWG | 3 Phase | 124.6901 | 11.299 | tamayo |  | 11.299,124.69011
2026-02-03 | 13:13 | 146-B | F1 | C1 | 2 | 2 | Horizontal | CBAN | 146-B | J5 | 36557 | Open Secondary(OS) | Bare | 146-B | [5 empty] | A151535219 | Landis | 30 | 6 | AWG | 0.5 | 6 | AWG | 3 Phase | 124.6901 | 11.299 | tamayo |  | 11.299,124.69011
2026-02-03 | 13:14 | 146-B | F1 | C1 | 2 | 2 | Horizontal | CBAN | 146-B | J5 | 36557 | Open Secondary(OS) | Bare | 146-B | [5 empty] | 432593 | Intec | 60 | 6 | AWG | 0.5 | 6 | AWG | 3 Phase | 124.6901 | 11.299 | tamayo |  | 11.299,124.69011
2026-02-03 | 13:15 | 146-C | F1 | C1 | 2 | 2 | Horizontal | CBAN | 146-C | J5 | 36557 | Open Secondary(OS) | Bare | 146-B | [8 empty] | 6 | AWG | 0.5 | 6 | AWG | 3 Phase | 124.6904 | 11.2988 | tamayo |  | 11.29881,124.69036
2026-02-03 | 13:15 | 146-C | F1 | C1 | 2 | 2 | Horizontal | CBAN | 146-C | J6 | 36557 | Open Secondary(OS) | Bare | 146-C | [8 empty] | 6 | AWG | 0.5 | 6 | AWG | 3 Phase | 124.6904 | 11.2988 | tamayo |  | 11.29881,124.69036
2026-02-03 | 13:15 | 146-C | F1 | C1 | 2 | 2 | Horizontal | CBAN | 146-C | J6 | 36557 | Open Secondary(OS) | Bare | 146-C | [5 empty] | A381107574 | Landis | 60 | 6 | AWG | 0.5 | 6 | AWG | 3 Phase | 124.6904 | 11.2988 | tamayo |  | 11.29881,124.69036
2026-02-03 | 13:16 | 146-C | F1 | C1 | 2 | 2 | Horizontal | CBAN | 146-C | J6 | 36557 | Open Secondary(OS) | Bare | 146-C | [5 empty] | A381107575 | Landis | 60 | 6 | AWG | 0.5 | 6 | AWG | 3 Phase | 124.6904 | 11.2988 | tamayo |  | 11.29881,124.69036
2026-02-03 | 13:16 | 146-C | F1 | C1 | 2 | 2 | Horizontal | CBAN | 146-C | J6 | 36557 | Open Secondary(OS) | Bare | 146-C | [5 empty] | A381107576 | Landis | 30 | 6 | AWG | 0.5 | 6 | AWG | 3 Phase | 124.6904 | 11.2988 | tamayo |  | 11.29881,124.69036
2026-02-03 | 13:16 | 146-C | F1 | C1 | 2 | 2 | Horizontal | CBAN | 146-C | J6 | 36557 | Open Secondary(OS) | Bare | 146-C | [5 empty] | A381107569 | Landis | 60 | 6 | AWG | 0.5 | 6 | AWG | 3 Phase | 124.6904 | 11.2988 | tamayo |  | 11.29881,124.69036
2026-02-03 | 13:16 | 146-C | F1 | C1 | 2 | 2 | Horizontal | CBAN | 146-C | J6 | 36557 | Open Secondary(OS) | Bare | 146-C | [5 empty] | A381107570 | Landis | 60 | 6 | AWG | 0.5 | 6 | AWG | 3 Phase | 124.6904 | 11.2988 | tamayo |  | 11.29881,124.69036
2026-02-03 | 13:17 | 146-C | F1 | C1 | 2 | 2 | Horizontal | CBAN | 146-C | J6 | 36557 | Open Secondary(OS) | Bare | 146-C | [5 empty] | A151537162 | Landis | 60 | 6 | AWG | 0.5 | 6 | AWG | 3 Phase | 124.6906 | 11.2988 | tamayo |  | 11.29885,124.69059
2026-02-03 | 13:17 | 146-C | F1 | C1 | 2 | 2 | Horizontal | CBAN | 146-C | J6 | 36557 | Open Secondary(OS) | Bare | 146-C | [5 empty] | A071014060 | Landis | 60 | 6 | AWG | 0.5 | 6 | AWG | 3 Phase | 124.6906 | 11.2988 | tamayo |  | 11.29885,124.69059
2026-02-03 | 13:17 | 146-C | F1 | C1 | 2 | 2 | Horizontal | CBAN | 146-C | J6 | 36557 | Open Secondary(OS) | Bare | 146-C | [5 empty] | 2015010020627 | Techen | 60 | 6 | AWG | 0.5 | 6 | AWG | 3 Phase | 124.6906 | 11.2988 | tamayo |  | 11.29885,124.69059
2026-02-03 | 13:18 | 146-C | F1 | C1 | 2 | 2 | Horizontal | CBAN | 146-C | J6 | 36557 | Open Secondary(OS) | Bare | 146-C | [5 empty] | SCL35022 | Landis | 30 | 6 | AWG | 0.5 | 6 | AWG | 3 Phase | 124.6904 | 11.2985 | tamayo |  | 11.2985,124.69036
2026-02-03 | 13:18 | 146-C | F1 | C1 | 2 | 2 | Horizontal | CBAN | 146-C | J6 | 36557 | Open Secondary(OS) | Bare | 146-C | [5 empty] | A221462403 | Landis | 60 | 6 | AWG | 0.5 | 6 | AWG | 3 Phase | 124.6904 | 11.2985 | tamayo |  | 11.2985,124.69036
2026-02-03 | 13:18 | 146-C | F1 | C1 | 2 | 2 | Horizontal | CBAN | 146-C | J6 | 36557 | Open Secondary(OS) | Bare | 146-C | [5 empty] | A381107573 | Landis | 30 | 6 | AWG | 0.5 | 6 | AWG | 3 Phase | 124.6904 | 11.2985 | tamayo |  | 11.2985,124.69036
2026-02-03 | 13:19 | 146-C | F1 | C1 | 2 | 2 | Horizontal | CBAN | 146-C | J6 | 36557 | Open Secondary(OS) | Bare | 146-C | [5 empty] | 201900066632 | Intec | 60 | 6 | AWG | 0.5 | 6 | AWG | 3 Phase | 124.6904 | 11.2985 | tamayo |  | 11.2985,124.69036
2026-02-03 | 12:41 | 146 | F1 | C1 | 2 | 2 | Horizontal | CBAN | 146 | [18 empty] | 3 Phase | 124.6895 | 11.2986 | tamayo |  | 11.29859,124.68948
2026-02-03 | 12:42 | 146 | F1 | C1 | 2 | 2 | Horizontal | CBAN | 146 | J5 | 36557 | Under Built(UB) | Bare | 146 | [13 empty] | 3 Phase | 124.6894 | 11.2986 | tamayo |  | 11.29855,124.68945
2026-02-03 | 12:43 | 146 | F1 | C1 | 2 | 2 | Horizontal | CBAN | 146 | J5 | 36557 | Under Built(UB) | Bare | 146 | 75 | Sole | 146 | ABCN | Yes | [8 empty] | 3 Phase | 124.6894 | 11.2986 | tamayo |  | 11.29855,124.68945
2026-02-03 | 12:44 | 146 | F1 | C1 | 2 | 2 | Horizontal | CBAN | 146 | J5 | 36557 | Under Built(UB) | Bare | 146 | 75 | Sole | 146 | ABCN | Yes | [8 empty] | 3 Phase | 124.6894 | 11.2986 | tamayo |  | 11.29855,124.68945
2026-02-03 | 12:45 | 146 | F1 | C1 | 2 | 2 | Horizontal | CBAN | 146 | J5 | 36557 | Under Built(UB) | Bare | 146 | 75 | Sole | 146 | ABCN | Yes | 800040773 | Aclara | 30 | 6 | AWG | 0.5 | 6 | AWG | 3 Phase | 124.6894 | 11.2986 | tamayo |  | 11.29855,124.68945
2026-02-03 | 12:47 | 146 | F1 | C1 | 2 | 2 | Horizontal | CBAN | 146 | J5 | 36557 | Under Built(UB) | Bare | 146 | 25 | Sole | 146 | ABCN | Yes |  |  |  | 6 | AWG | 0.5 | 6 | AWG | 3 Phase | 124.6894 | 11.2987 | tamayo |  | 11.29868,124.68945
2026-02-03 | 12:48 | 146 | F1 | C1 | 2 | 2 | Horizontal | CBAN | 146 | J5 | 36557 | Under Built(UB) | Bare | 146 | 25 | Sole | 146 | ABCN | Yes | 2KCNM602576 | GE | 60 | 6 | AWG | 0.5 | 6 | AWG | 3 Phase | 124.6894 | 11.2987 | tamayo |  | 11.29874,124.68945
2026-02-03 | 12:48 | 146 | F1 | C1 | 2 | 2 | Horizontal | CBAN | 146 | J5 | 36557 | Under Built(UB) | Bare | 146 | 50 | Common | 146 | ABCN | Yes |  |  |  | 6 | AWG | 0.5 | 6 | AWG | 3 Phase | 124.6894 | 11.2987 | tamayo |  | 11.29874,124.68945
2026-02-03 | 12:49 | 146 | F1 | C1 | 2 | 2 | Horizontal | CBAN | 146 | J5 | 36557 | Under Built(UB) | Bare | 146 | 50 | Common | 146 | ABCN | Yes | A391084979 | Landis | 60 | 6 | AWG | 0.5 | 6 | AWG | 3 Phase | 124.6894 | 11.2987 | tamayo |  | 11.29874,124.68945
2026-02-03 | 12:49 | 146 | F1 | C1 | 2 | 2 | Horizontal | CBAN | 146 | J5 | 36557 | Under Built(UB) | Bare | 146 | 50 | Common | 146 | ABCN | Yes | A251122222 | Landis | 60 | 6 | AWG | 0.5 | 6 | AWG | 3 Phase | 124.6894 | 11.2987 | tamayo |  | 11.29874,124.68945
2026-02-03 | 12:49 | 146 | F1 | C1 | 2 | 2 | Horizontal | CBAN | 146 | J5 | 36557 | Under Built(UB) | Bare | 146 | 50 | Common | 146 | ABCN | Yes | A101211953 | Landis | 60 | 6 | AWG | 0.5 | 6 | AWG | 3 Phase | 124.6894 | 11.2987 | tamayo |  | 11.29874,124.68945
2026-02-03 | 12:50 | 146 | F1 | C1 | 2 | 2 | Horizontal | CBAN | 146 | J5 | 36557 | Under Built(UB) | Bare | 146 | 50 | Common | 146 | ABCN | Yes | A161463716 | Landis | 30 | 6 | AWG | 0.5 | 6 | AWG | 3 Phase | 124.6894 | 11.2987 | tamayo |  | 11.29874,124.68945
2026-02-03 | 12:50 | 146 | F1 | C1 | 2 | 2 | Horizontal | CBAN | 146 | J5 | 36557 | Under Built(UB) | Bare | 146 | 50 | Common | 146 | ABCN | Yes | 201700020114 | Intec | 60 | 6 | AWG | 0.5 | 6 | AWG | 3 Phase | 124.6894 | 11.2987 | tamayo |  | 11.29874,124.68945
2026-02-04 | 10:05 | 133-1 | F1 | C1 | 36557 | 36557 | Horizontal | ABCN | 133-1 | J6 | 36557 | Under Built(UB) | Bare | 133-1! | [13 empty] | 3 Phase | 124.6937 | 11.298 | tamayo |  | 11.298,124.6937
2026-02-04 | 10:06 | 133-1 | F1 | C1 | 36557 | 36557 | Horizontal | ABCN | 133-1 | J6 | 36557 | Under Built(UB) | Bare | 133-1! | [13 empty] | 3 Phase | 124.6937 | 11.298 | tamayo |  | 11.298,124.6937
2026-02-04 | 10:06 | 133-1 | F1 | C1 | 36557 | 36557 | Horizontal | ABCN | 133-1 | J6 | 36557 | Under Built(UB) | Bare | 133-1 | [13 empty] | 3 Phase | 124.6937 | 11.298 | tamayo |  | 11.298,124.6937
2026-02-04 | 10:07 | 133-2 | F1 | C1 | 36557 | 36557 | Horizontal | ABCN | 133-2 | J6 | 36557 | Under Built(UB) | Bare | 133-1 | [13 empty] | 3 Phase | 124.6937 | 11.298 | tamayo |  | 11.298,124.6937
2026-02-04 | 10:08 | 133-2 | F1 | C1 | 36557 | 36557 | Horizontal | ABCN | 133-2 | J6 | 36557 | Under Built(UB) | Bare | 133-2 | [13 empty] | 3 Phase | 124.6937 | 11.298 | tamayo |  | 11.298,124.6937
2026-02-04 | 10:09 | 133-3 | F1 | C1 | 36557 | 36557 | Horizontal | ABCN | 133-3 | J6 | 36557 | Under Built(UB) | Bare | 133-2 | [13 empty] | 3 Phase | 124.6938 | 11.2985 | tamayo |  | 11.29845,124.69385
2026-02-04 | 10:10 | 133-3 | F1 | C1 | 36557 | 36557 | Horizontal | ABCN | 133-3 | J5 | 36557 | Under Built(UB) | Bare | 133-3 | [13 empty] | 3 Phase | 124.6938 | 11.2985 | tamayo |  | 11.29845,124.69385
2026-02-04 | 10:12 | 133-4 | F1 | C1 | 36557 | 36557 | Horizontal | ABCN | 133-4 | J6 | 36557 | Under Built(UB) | Bare | 133-3 | [13 empty] | 3 Phase | 124.6938 | 11.2985 | tamayo |  | 11.29845,124.69385
2026-02-04 | 10:12 | 133-4 | F1 | C1 | 36557 | 36557 | Horizontal | ABCN | 133-4 | J6 | 36557 | Under Built(UB) | Bare | 133-4 | [13 empty] | 3 Phase | 124.6938 | 11.2985 | tamayo |  | 11.29845,124.69385
2026-02-04 | 10:15 | 133-5 | F1 | C1 | 36557 | 36557 | Horizontal | ABCN | 133-5 | J6 | 36557 | Under Built(UB) | Bare | 133-4 | [13 empty] | 3 Phase | 124.6938 | 11.3 | tamayo |  | 11.30003,124.69377
2026-02-04 | 10:15 | 133-5 | F1 | C1 | 36557 | 36557 | Horizontal | ABCN | 133-5 | J5 | 36557 | Under Built(UB) | Bare | 133-5 | [13 empty] | 3 Phase | 124.6938 | 11.3 | tamayo |  | 11.30003,124.69377
2026-02-04 | 10:17 | 133-5 | F1 | C1 | 36557 | 36557 | Horizontal | ABCN | 133-5 | J5 | 36557 | Under Built(UB) | Bare | 133-5 | [13 empty] | 3 Phase | 124.6938 | 11.3 | tamayo |  | 11.30003,124.69377
2026-02-04 | 10:17 | 133-6 | F1 | C1 | 36557 | 36557 | Horizontal | ABCN | 133-6 | J5 | 36557 | Under Built(UB) | Bare | 133-5 | [13 empty] | 3 Phase | 124.6938 | 11.3 | tamayo |  | 11.30003,124.69377
2026-02-04 | 10:17 | 133-6 | F1 | C1 | 36557 | 36557 | Horizontal | ABCN | 133-6 | J6 | 36557 | Under Built(UB) | Bare | 133-6 | [13 empty] | 3 Phase | 124.6938 | 11.3 | tamayo |  | 11.30003,124.69377
2026-02-04 | 10:19 | 133-6-a | F1 | C1 | 36557 | 36557 | Horizontal | ABCN | 133-6-a | J6 | 36557 | Under Built(UB) | Bare | 133-6 | [13 empty] | 3 Phase | 124.6926 | 11.3011 | tamayo |  | 11.30107,124.69259
2026-02-04 | 10:19 | 133-6-a | F1 | C1 | 36557 | 36557 | Horizontal | ABCN | 133-6-a | J6 | 36557 | Under Built(UB) | Bare | 133-6-a | [13 empty] | 3 Phase | 124.6926 | 11.3011 | tamayo |  | 11.30107,124.69259
2026-02-04 | 10:19 | 133-6-a | F1 | C1 | 36557 | 36557 | Horizontal | ABCN | 133-6-a | J6 | 36557 | Open Secondary(OS) | Bare | 133-6-a | [8 empty] | 6 | AWG | 0.5 | 6 | AWG | 3 Phase | 124.6926 | 11.3011 | tamayo |  | 11.30107,124.69259
2026-02-04 | 10:19 | 133-6-a | F1 | C1 | 36557 | 36557 | Horizontal | ABCN | 133-6-a | J6 | 36557 | Open Secondary(OS) | Bare | 133-6-a | [5 empty] | SCL78158 | Landis | 30 | 6 | AWG | 0.5 | 6 | AWG | 3 Phase | 124.6933 | 11.3008 | tamayo |  | 11.30081,124.69334
2026-02-04 | 10:20 | 133-6-a | F1 | C1 | 36557 | 36557 | Horizontal | ABCN | 133-6-a | J6 | 36557 | Open Secondary(OS) | Bare | 133-6-a | [5 empty] | 202100151144 | Intec | 30 | 6 | AWG | 0.5 | 6 | AWG | 3 Phase | 124.6933 | 11.3008 | tamayo |  | 11.30081,124.69334
2026-02-04 | 10:20 | 133-6-a | F1 | C1 | 36557 | 36557 | Horizontal | ABCN | 133-6-a | J6 | 36557 | Open Secondary(OS) | Bare | 133-6-a | [5 empty] | a391085333 | Landis | 30 | 6 | AWG | 0.5 | 6 | AWG | 3 Phase | 124.6933 | 11.3008 | tamayo |  | 11.30081,124.69334
2026-02-04 | 10:20 | 133-6-a | F1 | C1 | 36557 | 36557 | Horizontal | ABCN | 133-6-a | J6 | 36557 | Open Secondary(OS) | Bare | 133-6-a | [5 empty] | a231076508 | Landis | 30 | 6 | AWG | 0.5 | 6 | AWG | 3 Phase | 124.6933 | 11.3008 | tamayo |  | 11.30081,124.69334
2026-02-04 | 10:20 | 133-6-a | F1 | C1 | 36557 | 36557 | Horizontal | ABCN | 133-6-a | J6 | 36557 | Open Secondary(OS) | Bare | 133-6-a | [5 empty] | a391085355 | Landis | 30 | 6 | AWG | 0.5 | 6 | AWG | 3 Phase | 124.6933 | 11.3012 | tamayo |  | 11.30121,124.69326
2026-02-04 | 10:21 | 133-6-a | F1 | C1 | 36557 | 36557 | Horizontal | ABCN | 133-6-a | J6 | 36557 | Open Secondary(OS) | Bare | 133-6-a | [5 empty] | a351059146 | Landis | 30 | 6 | AWG | 0.5 | 6 | AWG | 3 Phase | 124.6933 | 11.3012 | tamayo |  | 11.30121,124.69326
2026-02-04 | 10:21 | 133-6-a | F1 | C1 | 36557 | 36557 | Horizontal | ABCN | 133-6-a | J6 | 36557 | Open Secondary(OS) | Bare | 133-6-a | [5 empty] | a151537429 | Landis | 30 | 6 | AWG | 0.5 | 6 | AWG | 3 Phase | 124.6933 | 11.3012 | tamayo |  | 11.30121,124.69326
2026-02-04 | 10:21 | 133-6-a | F1 | C1 | 36557 | 36557 | Horizontal | ABCN | 133-6-a | J6 | 36557 | Open Secondary(OS) | Bare | 133-6-a | [5 empty] | SCL76947 | Landis | 30 | 6 | AWG | 0.5 | 6 | AWG | 3 Phase | 124.6933 | 11.3012 | tamayo |  | 11.30121,124.69326
2026-02-04 | 10:21 | 133-6-a | F1 | C1 | 36557 | 36557 | Horizontal | ABCN | 133-6-a | J6 | 36557 | Open Secondary(OS) | Bare | 133-6-a | [5 empty] | a231076500 | Landis | 30 | 6 | AWG | 0.5 | 6 | AWG | 3 Phase | 124.6933 | 11.3012 | tamayo |  | 11.30121,124.69326
2026-02-04 | 10:21 | 133-6-a | F1 | C1 | 36557 | 36557 | Horizontal | ABCN | 133-6-a | J6 | 36557 | Open Secondary(OS) | Bare | 133-6-a | [5 empty] | 202400086825 | Intec | 30 | 6 | AWG | 0.5 | 6 | AWG | 3 Phase | 124.6933 | 11.3012 | tamayo |  | 11.30121,124.69326
2026-02-04 | 10:21 | 133-6-a | F1 | C1 | 36557 | 36557 | Horizontal | ABCN | 133-6-a | J6 | 36557 | Open Secondary(OS) | Bare | 133-6-a | [5 empty] | a391085424 | Landis | 30 | 6 | AWG | 0.5 | 6 | AWG | 3 Phase | 124.6933 | 11.3012 | tamayo |  | 11.30121,124.69326
2026-02-04 | 10:22 | 133-6-a | F1 | C1 | 36557 | 36557 | Horizontal | ABCN | 133-6-a | J6 | 36557 | Open Secondary(OS) | Bare | 133-6-a | [5 empty] | a391085623 | Landis | 30 | 6 | AWG | 0.5 | 6 | AWG | 3 Phase | 124.6933 | 11.3012 | tamayo |  | 11.30121,124.69326
2026-02-04 | 10:22 | 133-6-a | F1 | C1 | 36557 | 36557 | Horizontal | ABCN | 133-6-a | J6 | 36557 | Open Secondary(OS) | Bare | 133-6-a | [5 empty] | a251260196 | Landis | 30 | 6 | AWG | 0.5 | 6 | AWG | 3 Phase | 124.6933 | 11.3012 | tamayo |  | 11.30121,124.69326
2026-02-04 | 10:22 | 133-6-a | F1 | C1 | 36557 | 36557 | Horizontal | ABCN | 133-6-a | J6 | 36557 | Open Secondary(OS) | Bare | 133-6-a | [5 empty] | 391085422 | Landis | 30 | 6 | AWG | 0.5 | 6 | AWG | 3 Phase | 124.6931 | 11.301 | tamayo |  | 11.30103,124.69311
2026-02-04 | 10:22 | 133-6-a | F1 | C1 | 36557 | 36557 | Horizontal | ABCN | 133-6-a | J6 | 36557 | Open Secondary(OS) | Bare | 133-6-a | [5 empty] | a231076812 | Landis | 30 | 6 | AWG | 0.5 | 6 | AWG | 3 Phase | 124.6931 | 11.301 | tamayo |  | 11.30103,124.69311
2026-02-04 | 10:22 | 133-6-a | F1 | C1 | 36557 | 36557 | Horizontal | ABCN | 133-6-a | J6 | 36557 | Open Secondary(OS) | Bare | 133-6-a | [5 empty] | SCL78016 | Landis | 30 | 6 | AWG | 0.5 | 6 | AWG | 3 Phase | 124.6931 | 11.301 | tamayo |  | 11.30103,124.69311
2026-02-04 | 10:23 | 133-6-a | F1 | C1 | 36557 | 36557 | Horizontal | ABCN | 133-6-a | J6 | 36557 | Open Secondary(OS) | Bare | 133-6-a | [5 empty] | 485774 | Intec | 30 | 6 | AWG | 0.5 | 6 | AWG | 3 Phase | 124.6931 | 11.301 | tamayo |  | 11.30103,124.69311
2026-02-04 | 10:24 | 133-6-b | F1 | C1 | 36557 | 36557 | Horizontal | ABCN | 133-6-b | J6 | 36557 | Open Secondary(OS) | Bare | 133-6-a | [8 empty] | 6 | AWG | 0.5 | 6 | AWG | 3 Phase | 124.6934 | 11.3012 | tamayo |  | 11.30118,124.69337
2026-02-04 | 10:24 | 133-6-b | F1 | C1 | 36557 | 36557 | Horizontal | ABCN | 133-6-b | J6 | 36557 | Open Secondary(OS) | Bare | 133-6-b | [8 empty] | 6 | AWG | 0.5 | 6 | AWG | 3 Phase | 124.6934 | 11.3012 | tamayo |  | 11.30118,124.69337
2026-02-04 | 10:25 | 133-6-b | F1 | C1 | 36557 | 36557 | Horizontal | ABCN | 133-6-b | J6 | 36557 | Open Secondary(OS) | Bare | 133-6-b | [5 empty] | 20190008430 | Intec | 30 | 6 | AWG | 0.5 | 6 | AWG | 3 Phase | 124.6932 | 11.3017 | tamayo |  | 11.30165,124.69324
2026-02-04 | 10:25 | 133-6-b | F1 | C1 | 36557 | 36557 | Horizontal | ABCN | 133-6-b | J6 | 36557 | Open Secondary(OS) | Bare | 133-6-b | [5 empty] | 201900068427 | Intec | 30 | 6 | AWG | 0.5 | 6 | AWG | 3 Phase | 124.6932 | 11.3017 | tamayo |  | 11.30165,124.69324
2026-02-04 | 10:26 | 133-6-b | F1 | C1 | 36557 | 36557 | Horizontal | ABCN | 133-6-b | J6 | 36557 | Open Secondary(OS) | Bare | 133-6-b | [5 empty] | a25122267 | Landis | 30 | 6 | AWG | 0.5 | 6 | AWG | 3 Phase | 124.6932 | 11.3017 | tamayo |  | 11.3017,124.69323
2026-02-04 | 10:26 | 133-6-b | F1 | C1 | 36557 | 36557 | Horizontal | ABCN | 133-6-b | J6 | 36557 | Open Secondary(OS) | Bare | 133-6-b | [5 empty] | a071012177 | Landis | 30 | 6 | AWG | 0.5 | 6 | AWG | 3 Phase | 124.6932 | 11.3017 | tamayo |  | 11.3017,124.69323
2026-02-04 | 10:26 | 133-6-b | F1 | C1 | 36557 | 36557 | Horizontal | ABCN | 133-6-b | J6 | 36557 | Open Secondary(OS) | Bare | 133-6-b | [5 empty] | a391085260 | Landis | 30 | 6 | AWG | 0.5 | 6 | AWG | 3 Phase | 124.6932 | 11.3017 | tamayo |  | 11.3017,124.69323
2026-02-04 | 10:27 | 133-6-b | F1 | C1 | 36557 | 36557 | Horizontal | ABCN | 133-6-b | J6 | 36557 | Open Secondary(OS) | Bare | 133-6-b | [5 empty] | a391085261 | Landis | 30 | 6 | AWG | 0.5 | 6 | AWG | 3 Phase | 124.6932 | 11.3017 | tamayo |  | 11.3017,124.69323
2026-02-04 | 10:27 | 133-6-b | F1 | C1 | 36557 | 36557 | Horizontal | ABCN | 133-6-b | J6 | 36557 | Open Secondary(OS) | Bare | 133-6-b | [5 empty] | 201900068431 | Intec | 30 | 6 | AWG | 0.5 | 6 | AWG | 3 Phase | 124.6937 | 11.3014 | tamayo |  | 11.30141,124.69368
2026-02-04 | 10:27 | 133-6-b | F1 | C1 | 36557 | 36557 | Horizontal | ABCN | 133-6-b | J6 | 36557 | Open Secondary(OS) | Bare | 133-6-b | [5 empty] | 201900068432 | Intec | 30 | 6 | AWG | 0.5 | 6 | AWG | 3 Phase | 124.6937 | 11.3014 | tamayo |  | 11.30141,124.69368
2026-02-04 | 10:27 | 133-6-b | F1 | C1 | 36557 | 36557 | Horizontal | ABCN | 133-6-b | J6 | 36557 | Open Secondary(OS) | Bare | 133-6-b | [5 empty] | 201900068429 | Intec | 30 | 6 | AWG | 0.5 | 6 | AWG | 3 Phase | 124.6937 | 11.3014 | tamayo |  | 11.30141,124.69368
2026-02-04 | 10:28 | 133-6-b | F1 | C1 | 36557 | 36557 | Horizontal | ABCN | 133-6-b | J6 | 36557 | Open Secondary(OS) | Bare | 133-6-b | [5 empty] | 201900068421 | Intec | 30 | 6 | AWG | 0.5 | 6 | AWG | 3 Phase | 124.6937 | 11.3014 | tamayo |  | 11.30141,124.69368
2026-02-04 | 10:28 | 133-6-b | F1 | C1 | 36557 | 36557 | Horizontal | ABCN | 133-6-b | J6 | 36557 | Open Secondary(OS) | Bare | 133-6-b | [5 empty] | a391085267 | Landis | 30 | 6 | AWG | 0.5 | 6 | AWG | 3 Phase | 124.6937 | 11.3014 | tamayo |  | 11.30141,124.69368
2026-02-04 | 10:29 | 133-6-b | F1 | C1 | 36557 | 36557 | Horizontal | ABCN | 133-6-b | J6 | 36557 | Open Secondary(OS) | Bare | 133-6-b | [5 empty] | a391085267 | Landis | 30 | 6 | AWG | 0.5 | 6 | AWG | 3 Phase | 124.6931 | 11.3017 | tamayo |  | 11.3017,124.69307
2026-02-04 | 10:29 | 133-6-b | F1 | C1 | 36557 | 36557 | Horizontal | ABCN | 133-6-b | J6 | 36557 | Open Secondary(OS) | Bare | 133-6-b | [5 empty] | a391085268 | Landis | 30 | 6 | AWG | 0.5 | 6 | AWG | 3 Phase | 124.6931 | 11.3017 | tamayo |  | 11.3017,124.69307
2026-02-04 | 10:29 | 133-6-b | F1 | C1 | 36557 | 36557 | Horizontal | ABCN | 133-6-b | J6 | 36557 | Open Secondary(OS) | Bare | 133-6-b | [5 empty] | a091197342 | Landis | 30 | 6 | AWG | 0.5 | 6 | AWG | 3 Phase | 124.6931 | 11.3017 | tamayo |  | 11.3017,124.69307
2026-02-04 | 10:29 | 133-6-b | F1 | C1 | 36557 | 36557 | Horizontal | ABCN | 133-6-b | J6 | 36557 | Open Secondary(OS) | Bare | 133-6-b | [5 empty] | a391093270 | Landis | 30 | 6 | AWG | 0.5 | 6 | AWG | 3 Phase | 124.6931 | 11.3017 | tamayo |  | 11.3017,124.69307
2026-02-04 | 10:29 | 133-6-b | F1 | C1 | 36557 | 36557 | Horizontal | ABCN | 133-6-b | J6 | 36557 | Open Secondary(OS) | Bare | 133-6-b | [5 empty] | 201900068424 | Intec | 60 | 6 | AWG | 0.5 | 6 | AWG | 3 Phase | 124.6931 | 11.3017 | tamayo |  | 11.3017,124.69307
2026-02-04 | 10:30 | 133-6-b | F1 | C1 | 36557 | 36557 | Horizontal | ABCN | 133-6-b | J6 | 36557 | Open Secondary(OS) | Bare | 133-6-b | [5 empty] | a391085272 | Landis | 60 | 6 | AWG | 0.5 | 6 | AWG | 3 Phase | 124.6931 | 11.3017 | tamayo |  | 11.3017,124.69307
2026-02-04 | 10:30 | 133-6-b | F1 | C1 | 36557 | 36557 | Horizontal | ABCN | 133-6-b | J6 | 36557 | Open Secondary(OS) | Bare | 133-6-b | [5 empty] | a391085273 | Landis | 30 | 6 | AWG | 0.5 | 6 | AWG | 3 Phase | 124.6931 | 11.3017 | tamayo |  | 11.3017,124.69307
2026-02-04 | 10:30 | 133-6-b | F1 | C1 | 36557 | 36557 | Horizontal | ABCN | 133-6-b | J6 | 36557 | Open Secondary(OS) | Bare | 133-6-b | [5 empty] | a391085275 | Landis | 60 | 6 | AWG | 0.5 | 6 | AWG | 3 Phase | 124.6931 | 11.3017 | tamayo |  | 11.3017,124.69307
2026-02-04 | 10:31 | 133-6-b | F1 | C1 | 36557 | 36557 | Horizontal | ABCN | 133-6-b | J6 | 36557 | Open Secondary(OS) | Bare | 133-6-b | [5 empty] | a391085276 | Landis | 60 | 6 | AWG | 0.5 | 6 | AWG | 3 Phase | 124.6934 | 11.3018 | tamayo |  | 11.30184,124.69339
2026-02-04 | 10:31 | 133-6-b | F1 | C1 | 36557 | 36557 | Horizontal | ABCN | 133-6-b | J6 | 36557 | Open Secondary(OS) | Bare | 133-6-b | [5 empty] | a391085277 | Landis | 60 | 6 | AWG | 0.5 | 6 | AWG | 3 Phase | 124.6934 | 11.3018 | tamayo |  | 11.30184,124.69339
2026-02-04 | 10:31 | 133-6-b | F1 | C1 | 36557 | 36557 | Horizontal | ABCN | 133-6-b | J6 | 36557 | Open Secondary(OS) | Bare | 133-6-b | [5 empty] | a391085278 | Landis | 60 | 6 | AWG | 0.5 | 6 | AWG | 3 Phase | 124.6934 | 11.3018 | tamayo |  | 11.30184,124.69339
2026-02-04 | 10:31 | 133-6-b | F1 | C1 | 36557 | 36557 | Horizontal | ABCN | 133-6-b | J6 | 36557 | Open Secondary(OS) | Bare | 133-6-b | [5 empty] | a161463570 | Landis | 60 | 6 | AWG | 0.5 | 6 | AWG | 3 Phase | 124.6934 | 11.3018 | tamayo |  | 11.30184,124.69339
2026-02-04 | 10:31 | 133-6-b | F1 | C1 | 36557 | 36557 | Horizontal | ABCN | 133-6-b | J6 | 36557 | Open Secondary(OS) | Bare | 133-6-b | [5 empty] | 201900068422 | Intec | 60 | 6 | AWG | 0.5 | 6 | AWG | 3 Phase | 124.6934 | 11.3018 | tamayo |  | 11.30184,124.69339
2026-02-04 | 10:32 | 133-6-b | F1 | C1 | 36557 | 36557 | Horizontal | ABCN | 133-6-b | J6 | 36557 | Open Secondary(OS) | Bare | 133-6-b | [5 empty] | a391085248 | Landis | 60 | 6 | AWG | 0.5 | 6 | AWG | 3 Phase | 124.6934 | 11.3018 | tamayo |  | 11.30184,124.69339
2026-02-04 | 10:32 | 133-6-b | F1 | C1 | 36557 | 36557 | Horizontal | ABCN | 133-6-b | J6 | 36557 | Open Secondary(OS) | Bare | 133-6-b | [5 empty] | 201900068423 | Intec | 60 | 6 | AWG | 0.5 | 6 | AWG | 3 Phase | 124.6934 | 11.3018 | tamayo |  | 11.30184,124.69339
2026-02-04 | 10:32 | 133-6-b | F1 | C1 | 36557 | 36557 | Horizontal | ABCN | 133-6-b | J6 | 36557 | Open Secondary(OS) | Bare | 133-6-b | [5 empty] | a391085251 | Landis | 60 | 6 | AWG | 0.5 | 6 | AWG | 3 Phase | 124.6934 | 11.3018 | tamayo |  | 11.30184,124.69339
2026-02-04 | 10:32 | 133-6-b | F1 | C1 | 36557 | 36557 | Horizontal | ABCN | 133-6-b | J6 | 36557 | Open Secondary(OS) | Bare | 133-6-b | [5 empty] | a391085253 | Landis | 30 | 6 | AWG | 0.5 | 6 | AWG | 3 Phase | 124.6934 | 11.3018 | tamayo |  | 11.30184,124.69339
2026-02-04 | 10:32 | 133-6-b | F1 | C1 | 36557 | 36557 | Horizontal | ABCN | 133-6-b | J6 | 36557 | Open Secondary(OS) | Bare | 133-6-b | [5 empty] | a251259848 | Landis | 60 | 6 | AWG | 0.5 | 6 | AWG | 3 Phase | 124.6934 | 11.3017 | tamayo |  | 11.30165,124.69344
2026-02-04 | 10:33 | 133-6-b | F1 | C1 | 36557 | 36557 | Horizontal | ABCN | 133-6-b | J6 | 36557 | Open Secondary(OS) | Bare | 133-6-b | [5 empty] | a101212054 | Landis | 60 | 6 | AWG | 0.5 | 6 | AWG | 3 Phase | 124.6934 | 11.3017 | tamayo |  | 11.30165,124.69344
2026-02-04 | 10:33 | 133-6-b | F1 | C1 | 36557 | 36557 | Horizontal | ABCN | 133-6-b | J6 | 36557 | Open Secondary(OS) | Bare | 133-6-b | [5 empty] | 202100151269 | Intec | 60 | 6 | AWG | 0.5 | 6 | AWG | 3 Phase | 124.6934 | 11.3017 | tamayo |  | 11.30165,124.69344
2026-02-04 | 10:33 | 133-6-b | F1 | C1 | 36557 | 36557 | Horizontal | ABCN | 133-6-b | J6 | 36557 | Open Secondary(OS) | Bare | 133-6-b | [5 empty] | 202100151270 | Intec | 60 | 6 | AWG | 0.5 | 6 | AWG | 3 Phase | 124.6934 | 11.3017 | tamayo |  | 11.30165,124.69344
2026-02-04 | 10:45 | 131-4-A | F1 | C1 | 36557 | 36557 | Horizontal | CBAN | 131-4-A | [18 empty] | 3 Phase | 124.6938 | 11.2995 | tamayo |  | 11.29954,124.69376
2026-02-04 | 10:46 | 131-4-A | F1 | C1 | 36557 | 36557 | Horizontal | CBAN | 131-4-A | J5 | 36557 | Open Secondary(OS) | Bare | 131-4-A | [13 empty] | 3 Phase | 124.694 | 11.2993 | tamayo |  | 11.29933,124.69398
2026-02-04 | 10:46 | 131-4-A | F1 | C1 | 36557 | 36557 | Horizontal | CBAN | 131-4-A | J5 | 36557 | Open Secondary(OS) | Bare | 131-4-A | [5 empty] | A161463877 | Landis | 60 | 6 | AWG | 0.5 | 6 | AWG | 3 Phase | 124.694 | 11.2993 | tamayo |  | 11.29933,124.69398
2026-02-04 | 10:47 | 131-4-A | F1 | C1 | 36557 | 36557 | Horizontal | CBAN | 131-4-A | J5 | 36557 | Open Secondary(OS) | Bare | 131-4-A | [5 empty] | A1515135742 | Landis | 60 | 6 | AWG | 0.5 | 6 | AWG | 3 Phase | 124.694 | 11.2993 | tamayo |  | 11.29933,124.69398
2026-02-04 | 10:47 | 131-4-A | F1 | C1 | 36557 | 36557 | Horizontal | CBAN | 131-4-A | J5 | 36557 | Open Secondary(OS) | Bare | 131-4-A | [5 empty] | A221481095 | Landis | 30 | 6 | AWG | 0.5 | 6 | AWG | 3 Phase | 124.6939 | 11.2996 | tamayo |  | 11.29961,124.69393
2026-02-04 | 10:47 | 131-4-A | F1 | C1 | 36557 | 36557 | Horizontal | CBAN | 131-4-A | J5 | 36557 | Open Secondary(OS) | Bare | 131-4-A | [5 empty] | 201700023642 | Intec | 30 | 6 | AWG | 0.5 | 6 | AWG | 3 Phase | 124.6939 | 11.2996 | tamayo |  | 11.29961,124.69393
2026-02-04 | 10:47 | 131-4-A | F1 | C1 | 36557 | 36557 | Horizontal | CBAN | 131-4-A | J5 | 36557 | Open Secondary(OS) | Bare | 131-4-A | [5 empty] | 202501003123 | Techen | 30 | 6 | AWG | 0.5 | 6 | AWG | 3 Phase | 124.6939 | 11.2996 | tamayo |  | 11.29961,124.69393
2026-02-04 | 10:48 | 131-4-A | F1 | C1 | 36557 | 36557 | Horizontal | CBAN | 131-4-A | J5 | 36557 | Open Secondary(OS) | Bare | 131-4-A | [5 empty] | A081435668 | Landis | 60 | 6 | AWG | 0.5 | 6 | AWG | 3 Phase | 124.6943 | 11.2995 | tamayo |  | 11.29949,124.69426
2026-02-04 | 10:49 | 131-4-B | F1 | C1 | 36557 | 36557 | Horizontal | CBAN | 131-4-B | J5 | 36557 | Open Secondary(OS) | Bare | 131-4-A | [8 empty] | 6 | AWG | 0.5 | 6 | AWG | 3 Phase | 124.6944 | 11.2993 | tamayo |  | 11.29929,124.69437
2026-02-04 | 10:49 | 131-4-B | F1 | C1 | 36557 | 36557 | Horizontal | CBAN | 131-4-B | J6 | 36557 | Open Secondary(OS) | Bare | 131-4-B | [8 empty] | 6 | AWG | 0.5 | 6 | AWG | 3 Phase | 124.6944 | 11.2993 | tamayo |  | 11.29929,124.69437
2026-02-04 | 10:49 | 131-4-B | F1 | C1 | 36557 | 36557 | Horizontal | CBAN | 131-4-B | J6 | 36557 | Open Secondary(OS) | Bare | 131-4-B | [5 empty] | A351389661 | Landis | 60 | 6 | AWG | 0.5 | 6 | AWG | 3 Phase | 124.6944 | 11.2993 | tamayo |  | 11.29929,124.69437
2026-02-04 | 10:51 | 131-4-B | F1 | C1 | 36557 | 36557 | Horizontal | CBAN | 131-4-B | J6 | 36557 | Open Secondary(OS) | Bare | 131-4-B | [5 empty] | A15135738 | Landis | 60 | 6 | AWG | 0.5 | 6 | AWG | 3 Phase | 124.6943 | 11.2994 | tamayo |  | 11.29942,124.69429
2026-02-04 | 10:52 | 131-4-B-A | F1 | C1 | 36557 | 36557 | Horizontal | CBAN | 131-4-B-A | J6 | 36557 | Open Secondary(OS) | Bare | 131-4-B | [8 empty] | 6 | AWG | 0.5 | 6 | AWG | 3 Phase | 124.6944 | 11.2989 | tamayo |  | 11.29888,124.69442
2026-02-04 | 10:53 | 131-4-B-A | F1 | C1 | 36557 | 36557 | Horizontal | CBAN | 131-4-B-A | J5 | 36557 | Open Secondary(OS) | Bare | 131-4-B-A | [8 empty] | 6 | AWG | 0.5 | 6 | AWG | 3 Phase | 124.6944 | 11.2989 | tamayo |  | 11.29888,124.69442
2026-02-04 | 10:53 | 131-4-B-A | F1 | C1 | 36557 | 36557 | Horizontal | CBAN | 131-4-B-A | J5 | 36557 | Open Secondary(OS) | Bare | 131-4-B-A | [5 empty] | A251260174 | Landis | 60 | 6 | AWG | 0.5 | 6 | AWG | 3 Phase | 124.6944 | 11.2989 | tamayo |  | 11.29888,124.69442
2026-02-04 | 10:54 | 131-4-B-A | F1 | C1 | 36557 | 36557 | Horizontal | CBAN | 131-4-B-A | J5 | 36557 | Open Secondary(OS) | Bare | 131-4-B-A | [5 empty] | A251260175 | Landis | 60 | 6 | AWG | 0.5 | 6 | AWG | 3 Phase | 124.6946 | 11.2988 | tamayo |  | 11.29879,124.69458
2026-02-04 | 10:54 | 131-4-B-A | F1 | C1 | 36557 | 36557 | Horizontal | CBAN | 131-4-B-A | J5 | 36557 | Open Secondary(OS) | Bare | 131-4-B-A | [5 empty] | A251260186 | Landis | 60 | 6 | AWG | 0.5 | 6 | AWG | 3 Phase | 124.6946 | 11.2988 | tamayo |  | 11.29879,124.69458
2026-02-04 | 10:54 | 131-4-B-A | F1 | C1 | 36557 | 36557 | Horizontal | CBAN | 131-4-B-A | J5 | 36557 | Open Secondary(OS) | Bare | 131-4-B-A | [5 empty] | A251260187 | Landis | 60 | 6 | AWG | 0.5 | 6 | AWG | 3 Phase | 124.6946 | 11.2988 | tamayo |  | 11.29879,124.69458
2026-02-04 | 10:54 | 131-4-B-A | F1 | C1 | 36557 | 36557 | Horizontal | CBAN | 131-4-B-A | J5 | 36557 | Open Secondary(OS) | Bare | 131-4-B-A | [5 empty] | A171111883 | Landis | 60 | 6 | AWG | 0.5 | 6 | AWG | 3 Phase | 124.6946 | 11.2988 | tamayo |  | 11.29879,124.69458
2026-02-04 | 10:55 | 131-4-B-A | F1 | C1 | 36557 | 36557 | Horizontal | CBAN | 131-4-B-A | J5 | 36557 | Open Secondary(OS) | Bare | 131-4-B-A | [5 empty] | A071012535 | Landis | 30 | 6 | AWG | 0.5 | 6 | AWG | 3 Phase | 124.6945 | 11.299 | tamayo |  | 11.29896,124.69452
2026-02-04 | 10:56 | 131-4-B-B | F1 | C1 | 36557 | 36557 | Horizontal | CBAN | 131-4-B-B | J5 | 36557 | Open Secondary(OS) | Bare | 131-4-B-A | [8 empty] | 6 | AWG | 0.5 | 6 | AWG | 3 Phase | 124.6947 | 11.2989 | tamayo |  | 11.29888,124.69474
2026-02-04 | 10:56 | 131-4-B-B | F1 | C1 | 36557 | 36557 | Horizontal | CBAN | 131-4-B-B | J5 | 36557 | Open Secondary(OS) | Bare | 131-4-B-B | [8 empty] | 6 | AWG | 0.5 | 6 | AWG | 3 Phase | 124.6947 | 11.2989 | tamayo |  | 11.29888,124.69474
2026-02-04 | 10:56 | 131-4-B-B | F1 | C1 | 36557 | 36557 | Horizontal | CBAN | 131-4-B-B | J5 | 36557 | Open Secondary(OS) | Bare | 131-4-B-B | [5 empty] | A151535745 | Landis | 60 | 6 | AWG | 0.5 | 6 | AWG | 3 Phase | 124.6947 | 11.2989 | tamayo |  | 11.29888,124.69474
2026-02-04 | 10:56 | 131-4-B-B | F1 | C1 | 36557 | 36557 | Horizontal | CBAN | 131-4-B-B | J5 | 36557 | Open Secondary(OS) | Bare | 131-4-B-B | [5 empty] | A221479733 | Landis | 60 | 6 | AWG | 0.5 | 6 | AWG | 3 Phase | 124.6947 | 11.2989 | tamayo |  | 11.29888,124.69474
2026-02-04 | 10:57 | 131-4-B-B | F1 | C1 | 36557 | 36557 | Horizontal | CBAN | 131-4-B-B | J5 | 36557 | Open Secondary(OS) | Bare | 131-4-B-B | [5 empty] | 201700024383 | Intec | 30 | 6 | AWG | 0.5 | 6 | AWG | 3 Phase | 124.6947 | 11.2989 | tamayo |  | 11.29888,124.69474
2026-02-04 | 10:57 | 131-4-B-B | F1 | C1 | 36557 | 36557 | Horizontal | CBAN | 131-4-B-B | J5 | 36557 | Open Secondary(OS) | Bare | 131-4-B-B | [5 empty] | 90284124 | Techen | 60 | 6 | AWG | 0.5 | 6 | AWG | 3 Phase | 124.6945 | 11.2981 | tamayo |  | 11.29813,124.69446
2026-02-04 | 10:57 | 131-4-B-B | F1 | C1 | 36557 | 36557 | Horizontal | CBAN | 131-4-B-B | J5 | 36557 | Open Secondary(OS) | Bare | 131-4-B-B | [5 empty] | 202200102222 | Intec | 60 | 6 | AWG | 0.5 | 6 | AWG | 3 Phase | 124.6945 | 11.2981 | tamayo |  | 11.29813,124.69446
2026-02-04 | 10:58 | 131-4-B-B | F1 | C1 | 36557 | 36557 | Horizontal | CBAN | 131-4-B-B | J5 | 36557 | Open Secondary(OS) | Bare | 131-4-B-B | [5 empty] | A251260176 | Landis | 30 | 6 | AWG | 0.5 | 6 | AWG | 3 Phase | 124.6945 | 11.2981 | tamayo |  | 11.29813,124.69446
2026-02-04 | 10:58 | 131-4-B-B | F1 | C1 | 36557 | 36557 | Horizontal | CBAN | 131-4-B-B | J5 | 36557 | Open Secondary(OS) | Bare | 131-4-B-B | [5 empty] | A251260177 | Landis | 60 | 6 | AWG | 0.5 | 6 | AWG | 3 Phase | 124.6945 | 11.2981 | tamayo |  | 11.29813,124.69446
2026-02-04 | 10:58 | 131-4-B-B | F1 | C1 | 36557 | 36557 | Horizontal | CBAN | 131-4-B-B | J5 | 36557 | Open Secondary(OS) | Bare | 131-4-B-B | [5 empty] | A251260178 | Landis | 30 | 6 | AWG | 0.5 | 6 | AWG | 3 Phase | 124.6944 | 11.2985 | tamayo |  | 11.29851,124.69444
2026-02-04 | 10:58 | 131-4-B-B | F1 | C1 | 36557 | 36557 | Horizontal | CBAN | 131-4-B-B | J5 | 36557 | Open Secondary(OS) | Bare | 131-4-B-B | [5 empty] | A251260179 | Landis | 60 | 6 | AWG | 0.5 | 6 | AWG | 3 Phase | 124.6944 | 11.2985 | tamayo |  | 11.29851,124.69444
2026-02-04 | 10:58 | 131-4-B-B | F1 | C1 | 36557 | 36557 | Horizontal | CBAN | 131-4-B-B | J5 | 36557 | Open Secondary(OS) | Bare | 131-4-B-B | [5 empty] | A251260180 | Landis | 60 | 6 | AWG | 0.5 | 6 | AWG | 3 Phase | 124.6944 | 11.2985 | tamayo |  | 11.29851,124.69444
2026-02-04 | 10:59 | 131-4-B-B | F1 | C1 | 36557 | 36557 | Horizontal | CBAN | 131-4-B-B | J5 | 36557 | Open Secondary(OS) | Bare | 131-4-B-B | [5 empty] | A251260171 | Landis | 60 | 6 | AWG | 0.5 | 6 | AWG | 3 Phase | 124.6944 | 11.2985 | tamayo |  | 11.29851,124.69444
2026-02-04 | 10:59 | 131-4-B-B | F1 | C1 | 36557 | 36557 | Horizontal | CBAN | 131-4-B-B | J5 | 36557 | Open Secondary(OS) | Bare | 131-4-B-B | [5 empty] | A390930321 | Landis | 60 | 6 | AWG | 0.5 | 6 | AWG | 3 Phase | 124.6944 | 11.2985 | tamayo |  | 11.29853,124.69436
2026-02-04 | 10:59 | 131-4-B-B | F1 | C1 | 36557 | 36557 | Horizontal | CBAN | 131-4-B-B | J5 | 36557 | Open Secondary(OS) | Bare | 131-4-B-B | [5 empty] | A390930145 | Landis | 30 | 6 | AWG | 0.5 | 6 | AWG | 3 Phase | 124.6944 | 11.2985 | tamayo |  | 11.29853,124.69436
2026-02-04 | 11:00 | 131-4-B-C | F1 | C1 | 36557 | 36557 | Horizontal | CBAN | 131-4-B-C | J5 | 36557 | Open Secondary(OS) | Bare | 131-4-B-B | [8 empty] | 6 | AWG | 0.5 | 6 | AWG | 3 Phase | 124.6944 | 11.2978 | tamayo |  | 11.29777,124.69442
2026-02-04 | 11:01 | 131-4-B-C | F1 | C1 | 36557 | 36557 | Horizontal | CBAN | 131-4-B-C | J5 | 36557 | Open Secondary(OS) | Bare | 131-4-B-C | [8 empty] | 6 | AWG | 0.5 | 6 | AWG | 3 Phase | 124.6944 | 11.2978 | tamayo |  | 11.29777,124.69442
2026-02-04 | 11:01 | 131-4-B-C | F1 | C1 | 36557 | 36557 | Horizontal | CBAN | 131-4-B-C | J5 | 36557 | Open Secondary(OS) | Bare | 131-4-B-C | [5 empty] | 201700020798 | Intec | 30 | 6 | AWG | 0.5 | 6 | AWG | 3 Phase | 124.6944 | 11.2978 | tamayo |  | 11.29777,124.69442
2026-02-04 | 11:01 | 131-4-B-C | F1 | C1 | 36557 | 36557 | Horizontal | CBAN | 131-4-B-C | J5 | 36557 | Open Secondary(OS) | Bare | 131-4-B-C | [5 empty] | A321246306 | Landis | 60 | 6 | AWG | 0.5 | 6 | AWG | 3 Phase | 124.6944 | 11.2978 | tamayo |  | 11.29777,124.69442
2026-02-04 | 11:01 | 131-4-B-C | F1 | C1 | 36557 | 36557 | Horizontal | CBAN | 131-4-B-C | J5 | 36557 | Open Secondary(OS) | Bare | 131-4-B-C | [5 empty] | A071012530 | Landis | 60 | 6 | AWG | 0.5 | 6 | AWG | 3 Phase | 124.6944 | 11.2978 | tamayo |  | 11.29777,124.69442
2026-02-04 | 11:02 | 131-4-B-C | F1 | C1 | 36557 | 36557 | Horizontal | CBAN | 131-4-B-C | J5 | 36557 | Open Secondary(OS) | Bare | 131-4-B-C | [5 empty] | 90284123 | Techen | 60 | 6 | AWG | 0.5 | 6 | AWG | 3 Phase | 124.6946 | 11.2973 | tamayo |  | 11.29729,124.69458
2026-02-04 | 11:02 | 131-4-B-C | F1 | C1 | 36557 | 36557 | Horizontal | CBAN | 131-4-B-C | J5 | 36557 | Open Secondary(OS) | Bare | 131-4-B-C | [5 empty] | 202400314077 | Intec | 60 | 6 | AWG | 0.5 | 6 | AWG | 3 Phase | 124.6946 | 11.2973 | tamayo |  | 11.29729,124.69458
2026-02-04 | 11:02 | 131-4-B-C | F1 | C1 | 36557 | 36557 | Horizontal | CBAN | 131-4-B-C | J5 | 36557 | Open Secondary(OS) | Bare | 131-4-B-C | [5 empty] | 202400314071 | Intec | 60 | 6 | AWG | 0.5 | 6 | AWG | 3 Phase | 124.6946 | 11.2973 | tamayo |  | 11.29729,124.69458
2026-02-04 | 11:03 | 131-4-B-C | F1 | C1 | 36557 | 36557 | Horizontal | CBAN | 131-4-B-C | J5 | 36557 | Open Secondary(OS) | Bare | 131-4-B-C | [5 empty] | 361717 |  | 60 | 6 | AWG | 0.5 | 6 | AWG | 3 Phase | 124.6946 | 11.2979 | tamayo |  | 11.2979,124.69459
2026-02-04 | 11:03 | 131-4-B-C | F1 | C1 | 36557 | 36557 | Horizontal | CBAN | 131-4-B-C | J5 | 36557 | Open Secondary(OS) | Bare | 131-4-B-C | [5 empty] | 201501001970 | Techen | 30 | 6 | AWG | 0.5 | 6 | AWG | 3 Phase | 124.6946 | 11.2979 | tamayo |  | 11.2979,124.69459
2026-02-04 | 11:03 | 131-4-B-C | F1 | C1 | 36557 | 36557 | Horizontal | CBAN | 131-4-B-C | J5 | 36557 | Open Secondary(OS) | Bare | 131-4-B-C | [5 empty] | A151535807 | Landis | 60 | 6 | AWG | 0.5 | 6 | AWG | 3 Phase | 124.6946 | 11.2979 | tamayo |  | 11.2979,124.69459
2026-02-04 | 11:04 | 131-4-B-D | F1 | C1 | 36557 | 36557 | Horizontal | CBAN | 131-4-B-D | J5 | 36557 | Open Secondary(OS) | Bare | 131-4-B-C | [8 empty] | 6 | AWG | 0.5 | 6 | AWG | 3 Phase | 124.6946 | 11.2979 | tamayo |  | 11.2979,124.69459
2026-02-04 | 11:05 | 131-4-B-D | F1 | C1 | 36557 | 36557 | Horizontal | CBAN | 131-4-B-D | J6 | 36557 | Open Secondary(OS) | Bare | 131-4-B-D | [8 empty] | 6 | AWG | 0.5 | 6 | AWG | 3 Phase | 124.6946 | 11.2979 | tamayo |  | 11.2979,124.69459
2026-02-05 | 9:35 | 72 | F7 | C2 | 36557 | 36557 | Horizontal | ABCN | 72 | [18 empty] | 3 Phase |  |  | tamayo |  | ,
2026-02-05 | 9:35 | 72 | F7 | C2 | 36557 | 36557 | Horizontal | ABCN | 72 | J5 | 36557 | Under Built(UB) | Bare | 72 | [13 empty] | 3 Phase |  |  | tamayo |  | ,
2026-02-05 | 9:36 | 73 | F7 | C1 | 36557 | 36557 | Horizontal | ABCN | 72 | J5 | 36557 | Under Built(UB) | Bare | 73 | [13 empty] | 3 Phase |  |  | tamayo |  | ,
2026-02-05 | 9:36 | 73 | F7 | C1 | 36557 | 36557 | Horizontal | ABCN | 72 | J5 | 36557 | Under Built(UB) | Bare | 73 | [13 empty] | 3 Phase |  |  | tamayo |  | ,
2026-02-05 | 9:36 | 74 | F7 | C1 | 36557 | 36557 | Horizontal | ABCN | 74 | J5 | 36557 | Under Built(UB) | Bare | 73 | [13 empty] | 3 Phase | 124.5786 | 11.308 | tamayo |  | 11.30804,124.57858
2026-02-05 | 9:36 | 74 | F7 | C1 | 36557 | 36557 | Horizontal | ABCN | 74 | J5 | 36557 | Under Built(UB) | Bare | 74 | [13 empty] | 3 Phase | 124.5786 | 11.3079 | tamayo |  | 11.30789,124.57857
2026-02-05 | 9:37 | 75 | F7 | C1 | 36557 | 36557 | Horizontal | ABCN | 75 | J5 | 36557 | Under Built(UB) | Bare | 74 | [13 empty] | 3 Phase | 124.5783 | 11.3077 | tamayo |  | 11.30765,124.57829
2026-02-05 | 9:37 | 75 | F7 | C1 | 36557 | 36557 | Horizontal | ABCN | 75 | J5 | 36557 | Under Built(UB) | Bare | 75 | [13 empty] | 3 Phase | 124.5783 | 11.3077 | tamayo |  | 11.30765,124.57829
2026-02-05 | 9:38 | 76 | F7 | C3 | 36557 | 36557 | Horizontal | ABCN | 76 | J5 | 36557 | Under Built(UB) | Bare | 75 | [13 empty] | 3 Phase | 124.578 | 11.3075 | tamayo |  | 11.30749,124.57801
2026-02-05 | 9:38 | 76 | F7 | C3 | 36557 | 36557 | Horizontal | ABCN | 76 | J6 | 36557 | Under Built(UB) | Bare | 76 | [13 empty] | 3 Phase | 124.578 | 11.3075 | tamayo |  | 11.30747,124.57801
2026-02-05 | 9:38 | 76 | F7 | C3 | 36557 | 36557 | Horizontal | ABCN | 76 | J6 | 36557 | Under Built(UB) | Bare | 76 | [5 empty] | a151537384 | Landis | 60 | 6 | AWG | 0.5 | 6 | AWG | 3 Phase | 124.578 | 11.3075 | tamayo |  | 11.30747,124.57801
2026-02-05 | 9:39 | 76 | F7 | C3 | 36557 | 36557 | Horizontal | ABCN | 76 | J6 | 36557 | Under Built(UB) | Bare | 76 | [5 empty] | 90282905 | Techen | 60 | 6 | AWG | 0.5 | 6 | AWG | 3 Phase | 124.578 | 11.3075 | tamayo |  | 11.30747,124.57801
2026-02-05 | 9:39 | 76 | F7 | C3 | 36557 | 36557 | Horizontal | ABCN | 76 | J6 | 36557 | Under Built(UB) | Bare | 76 | [5 empty] | 202400086747 | Intec | 60 | 6 | AWG | 0.5 | 6 | AWG | 3 Phase | 124.578 | 11.3075 | tamayo |  | 11.30747,124.57801
2026-02-05 | 9:39 | 76 | F7 | C3 | 36557 | 36557 | Horizontal | ABCN | 76 | J6 | 36557 | Under Built(UB) | Bare | 76 | [5 empty] | 201900066380 | Intec | 60 | 6 | AWG | 0.5 | 6 | AWG | 3 Phase | 124.578 | 11.3075 | tamayo |  | 11.30747,124.57801
2026-02-05 | 9:41 | 77 | F7 | C1 | 36557 | 36557 | Horizontal | ABCN | 77 | J6 | 36557 | Under Built(UB) | Bare | 76 | [8 empty] | 6 | AWG | 0.5 | 6 | AWG | 3 Phase | 124.578 | 11.3075 | tamayo |  | 11.30747,124.57801
2026-02-05 | 9:41 | 77 | F7 | C1 | 36557 | 36557 | Horizontal | ABCN | 77 | J6 | 36557 | Under Built(UB) | Bare | 77 | [8 empty] | 6 | AWG | 0.5 | 6 | AWG | 3 Phase | 124.578 | 11.3075 | tamayo |  | 11.30747,124.57801
2026-02-05 | 9:41 | 77 | F7 | C1 | 36557 | 36557 | Horizontal | ABCN | 77 | J6 | 36557 | Under Built(UB) | Bare | 77 | [5 empty] | 202400048972 | Intec | 60 | 6 | AWG | 0.5 | 6 | AWG | 3 Phase | 124.578 | 11.3075 | tamayo |  | 11.30747,124.57801
2026-02-05 | 9:42 | 77 | F7 | C1 | 36557 | 36557 | Horizontal | ABCN | 77 | J6 | 36557 | Under Built(UB) | Bare | 77 | [5 empty] | 202200098313 | Intec | 60 | 6 | AWG | 0.5 | 6 | AWG | 3 Phase | 124.578 | 11.3075 | tamayo |  | 11.30747,124.57801
2026-02-05 | 9:42 | 77 | F7 | C1 | 36557 | 36557 | Horizontal | ABCN | 77 | J6 | 36557 | Under Built(UB) | Bare | 77 | [5 empty] | 362502 |  | 60 | 6 | AWG | 0.5 | 6 | AWG | 3 Phase | 124.578 | 11.3075 | tamayo |  | 11.30747,124.57801
2026-02-05 | 9:42 | 77 | F7 | C1 | 36557 | 36557 | Horizontal | ABCN | 77 | J6 | 36557 | Under Built(UB) | Bare | 77 | [5 empty] | 202501003731 | Techen | 60 | 6 | AWG | 0.5 | 6 | AWG | 3 Phase | 124.578 | 11.3075 | tamayo |  | 11.30747,124.57801
2026-02-05 | 9:42 | 77 | F7 | C1 | 36557 | 36557 | Horizontal | ABCN | 77 | J6 | 36557 | Under Built(UB) | Bare | 77 | [5 empty] | 202100150721 | Intec | 60 | 6 | AWG | 0.5 | 6 | AWG | 3 Phase | 124.578 | 11.3075 | tamayo |  | 11.30747,124.57801
2026-02-05 | 9:42 | 77 | F7 | C1 | 36557 | 36557 | Horizontal | ABCN | 77 | J6 | 36557 | Under Built(UB) | Bare | 77 | [5 empty] | a221473373 | Landis | 60 | 6 | AWG | 0.5 | 6 | AWG | 3 Phase | 124.5779 | 11.3074 | tamayo |  | 11.30742,124.57787
2026-02-05 | 9:43 | 78 | F7 | C14 | 36557 | 36557 | Horizontal | ABCN | 78 | J6 | 36557 | Under Built(UB) | Bare | 77 | [8 empty] | 6 | AWG | 0.5 | 6 | AWG | 3 Phase | 124.5779 | 11.3074 | tamayo |  | 11.30742,124.57787
2026-02-05 | 9:43 | 78 | F7 | C14 | 36557 | 36557 | Horizontal | ABCN | 78 | J5 | 36557 | Under Built(UB) | Bare | 78 | [8 empty] | 6 | AWG | 0.5 | 6 | AWG | 3 Phase | 124.5779 | 11.3074 | tamayo |  | 11.30742,124.57787
2026-02-05 | 9:44 | 79 | F7 | C3 | 36557 | 36557 | Horizontal | ABCN | 79 | J5 | 36557 | Under Built(UB) | Bare | 78 | [8 empty] | 6 | AWG | 0.5 | 6 | AWG | 3 Phase | 124.5752 | 11.308 | tamayo |  | 11.30796,124.57523
2026-02-05 | 9:44 | 79 | F7 | C3 | 36557 | 36557 | Horizontal | ABCN | 79 | J6 | 36557 | Under Built(UB) | Bare | 79 | [8 empty] | 6 | AWG | 0.5 | 6 | AWG | 3 Phase | 124.5752 | 11.308 | tamayo |  | 11.30796,124.57523
2026-02-05 | 9:45 | 79 | F7 | C3 | 36557 | 36557 | Horizontal | ABCN | 79 | J6 | 36557 | Under Built(UB) | Bare | 79 | [5 empty] | 201900041033 | Intec | 60 | 6 | AWG | 0.5 | 6 | AWG | 3 Phase | 124.5751 | 11.3079 | tamayo |  | 11.30788,124.57507
2026-02-05 | 9:45 | 79 | F7 | C3 | 36557 | 36557 | Horizontal | ABCN | 79 | J6 | 36557 | Under Built(UB) | Bare | 79 | [5 empty] | SCL76962 | Landis | 60 | 6 | AWG | 0.5 | 6 | AWG | 3 Phase | 124.5751 | 11.3079 | tamayo |  | 11.30788,124.57507
2026-02-05 | 9:45 | 79 | F7 | C3 | 36557 | 36557 | Horizontal | ABCN | 79 | J6 | 36557 | Under Built(UB) | Bare | 79 | [5 empty] | a101200244 | Landis | 60 | 6 | AWG | 0.5 | 6 | AWG | 3 Phase | 124.5751 | 11.3079 | tamayo |  | 11.30788,124.57507
2026-02-05 | 9:45 | 79 | F7 | C3 | 36557 | 36557 | Horizontal | ABCN | 79 | J6 | 36557 | Under Built(UB) | Bare | 79 | [5 empty] | 20170002257 | Intec | 60 | 6 | AWG | 0.5 | 6 | AWG | 3 Phase | 124.5751 | 11.3079 | tamayo |  | 11.30788,124.57507
2026-02-05 | 9:46 | 79 | F7 | C3 | 36557 | 36557 | Horizontal | ABCN | 79 | J6 | 36557 | Under Built(UB) | Bare | 79 | [5 empty] | 201700022507 | Intec | 60 | 6 | AWG | 0.5 | 6 | AWG | 3 Phase | 124.5751 | 11.3079 | tamayo |  | 11.30788,124.57507
2026-02-05 | 9:46 | 79 | F7 | C3 | 36557 | 36557 | Horizontal | ABCN | 79 | J6 | 36557 | Under Built(UB) | Bare | 79 | [5 empty] | 201700023184 | Intec | 60 | 6 | AWG | 0.5 | 6 | AWG | 3 Phase | 124.5751 | 11.3079 | tamayo |  | 11.30788,124.57507
2026-02-05 | 9:46 | 79 | F7 | C3 | 36557 | 36557 | Horizontal | ABCN | 79 | J6 | 36557 | Under Built(UB) | Bare | 79 | [5 empty] | 201700024009 | Intec | 60 | 6 | AWG | 0.5 | 6 | AWG | 3 Phase | 124.5751 | 11.3079 | tamayo |  | 11.30788,124.57507
2026-02-05 | 9:46 | 79 | F7 | C3 | 36557 | 36557 | Horizontal | ABCN | 79 | J6 | 36557 | Under Built(UB) | Bare | 79 | [5 empty] | a411111683 | Landis | 60 | 6 | AWG | 0.5 | 6 | AWG | 3 Phase | 124.5751 | 11.3079 | tamayo |  | 11.30788,124.57507
2026-02-05 | 9:46 | 79 | F7 | C3 | 36557 | 36557 | Horizontal | ABCN | 79 | J6 | 36557 | Under Built(UB) | Bare | 79 | [5 empty] | a151537378 | Landis | 60 | 6 | AWG | 0.5 | 6 | AWG | 3 Phase | 124.5751 | 11.3079 | tamayo |  | 11.30788,124.57507
2026-02-05 | 9:46 | 79 | F7 | C3 | 36557 | 36557 | Horizontal | ABCN | 79 | J6 | 36557 | Under Built(UB) | Bare | 79 | [5 empty] | a151537023 | Landis | 60 | 6 | AWG | 0.5 | 6 | AWG | 3 Phase | 124.5751 | 11.3079 | tamayo |  | 11.30788,124.57507
2026-02-05 | 9:47 | 79 | F7 | C3 | 36557 | 36557 | Horizontal | ABCN | 79 | J6 | 36557 | Under Built(UB) | Bare | 79 | [5 empty] | 201700022230 | Intec | 60 | 6 | AWG | 0.5 | 6 | AWG | 3 Phase | 124.5751 | 11.3079 | tamayo |  | 11.30788,124.57507
2026-02-05 | 9:47 | 79 | F7 | C3 | 36557 | 36557 | Horizontal | ABCN | 79 | J6 | 36557 | Under Built(UB) | Bare | 79 | [5 empty] | 362507 |  | 60 | 6 | AWG | 0.5 | 6 | AWG | 3 Phase | 124.5751 | 11.3079 | tamayo |  | 11.30788,124.57507
2026-02-05 | 9:47 | 79 | F7 | C3 | 36557 | 36557 | Horizontal | ABCN | 79 | J6 | 36557 | Under Built(UB) | Bare | 79 | [5 empty] | a390931222 | Landis | 60 | 6 | AWG | 0.5 | 6 | AWG | 3 Phase | 124.5752 | 11.3074 | tamayo |  | 11.30738,124.57517
2026-02-05 | 9:47 | 79 | F7 | C3 | 36557 | 36557 | Horizontal | ABCN | 79 | J6 | 36557 | Under Built(UB) | Bare | 79 | [5 empty] | a390930288 | Landis | 60 | 6 | AWG | 0.5 | 6 | AWG | 3 Phase | 124.5752 | 11.3074 | tamayo |  | 11.30738,124.57517
2026-02-05 | 9:48 | 79 | F7 | C3 | 36557 | 36557 | Horizontal | ABCN | 79 | J6 | 36557 | Under Built(UB) | Bare | 79 | [5 empty] | 362520 |  | 60 | 6 | AWG | 0.5 | 6 | AWG | 3 Phase | 124.5752 | 11.3074 | tamayo |  | 11.30738,124.57517
2026-02-05 | 9:49 | 80 | F7 | C1 | 36557 | 36557 | Horizontal | ABCN | 80 | J6 | 36557 | Under Built(UB) | Bare | 79 | [8 empty] | 6 | AWG | 0.5 | 6 | AWG | 3 Phase | 124.5751 | 11.3082 | tamayo |  | 11.30816,124.5751
2026-02-05 | 9:49 | 80 | F7 | C1 | 36557 | 36557 | Horizontal | ABCN | 80 | J5 | 36557 | Under Built(UB) | Bare | 80 | [8 empty] | 6 | AWG | 0.5 | 6 | AWG | 3 Phase | 124.5751 | 11.3082 | tamayo |  | 11.30816,124.5751
2026-02-05 | 9:49 | 80 | F7 | C1 | 36557 | 36557 | Horizontal | ABCN | 80 | J5 | 36557 | Under Built(UB) | Bare | 80 | [5 empty] | 201700023187 | Intec | 60 | 6 | AWG | 0.5 | 6 | AWG | 3 Phase | 124.5751 | 11.3082 | tamayo |  | 11.30816,124.5751
2026-02-05 | 9:49 | 80 | F7 | C1 | 36557 | 36557 | Horizontal | ABCN | 80 | J5 | 36557 | Under Built(UB) | Bare | 80 | [5 empty] | a261453155 | Landis | 60 | 6 | AWG | 0.5 | 6 | AWG | 3 Phase | 124.5748 | 11.307 | tamayo |  | 11.30697,124.57481
2026-02-05 | 9:49 | 80 | F7 | C1 | 36557 | 36557 | Horizontal | ABCN | 80 | J5 | 36557 | Under Built(UB) | Bare | 80 | [5 empty] | SCL77401 | Landis | 60 | 6 | AWG | 0.5 | 6 | AWG | 3 Phase | 124.5748 | 11.307 | tamayo |  | 11.30697,124.57481
2026-02-05 | 9:50 | 80 | F7 | C1 | 36557 | 36557 | Horizontal | ABCN | 80 | J5 | 36557 | Under Built(UB) | Bare | 80 | [5 empty] | 201900059853 | Intec | 60 | 6 | AWG | 0.5 | 6 | AWG | 3 Phase | 124.5748 | 11.307 | tamayo |  | 11.30697,124.57481
2026-02-05 | 9:50 | 80 | F7 | C1 | 36557 | 36557 | Horizontal | ABCN | 80 | J5 | 36557 | Under Built(UB) | Bare | 80 | [5 empty] | 202400313907 | Intec | 60 | 6 | AWG | 0.5 | 6 | AWG | 3 Phase | 124.5748 | 11.307 | tamayo |  | 11.30697,124.57481
2026-02-05 | 9:50 | 80 | F7 | C1 | 36557 | 36557 | Horizontal | ABCN | 80 | J5 | 36557 | Under Built(UB) | Bare | 80 | [5 empty] | 2020000118081 | Intec | 60 | 6 | AWG | 0.5 | 6 | AWG | 3 Phase | 124.5748 | 11.307 | tamayo |  | 11.30695,124.57476
2026-02-05 | 9:51 | 80 | F7 | C1 | 36557 | 36557 | Horizontal | ABCN | 80 | J5 | 36557 | Under Built(UB) | Bare | 80 | [5 empty] | a071013652 | Landis | 60 | 6 | AWG | 0.5 | 6 | AWG | 3 Phase | 124.5748 | 11.307 | tamayo |  | 11.30695,124.57476
2026-02-05 | 9:52 | 81 | F7 | C14 | 36557 | 36557 | Horizontal | ABCN | 81 | J5 | 36557 | Under Built(UB) | Bare | 80 | [8 empty] | 6 | AWG | 0.5 | 6 | AWG | 3 Phase | 124.5748 | 11.307 | tamayo |  | 11.30695,124.57476
2026-02-05 | 9:52 | 81 | F7 | C14 | 36557 | 36557 | Horizontal | ABCN | 81 | J5 | 36557 | Under Built(UB) | Bare | 81 | [8 empty] | 6 | AWG | 0.5 | 6 | AWG | 3 Phase | 124.5748 | 11.307 | tamayo |  | 11.30695,124.57476
2026-02-05 | 9:52 | 82 | F7 | C14 | 36557 | 36557 | Horizontal | ABCN | 82 | J5 | 36557 | Under Built(UB) | Bare | 81 | [8 empty] | 6 | AWG | 0.5 | 6 | AWG | 3 Phase | 124.5738 | 11.3064 | tamayo |  | 11.30645,124.57378
2026-02-05 | 9:52 | 82 | F7 | C14 | 36557 | 36557 | Horizontal | ABCN | 82 | J5 | 36557 | Under Built(UB) | Bare | 82 | [8 empty] | 6 | AWG | 0.5 | 6 | AWG | 3 Phase | 124.5738 | 11.3064 | tamayo |  | 11.30645,124.57378
2026-02-05 | 9:53 | 83 | F7 | C2 | 36557 | 36557 | Horizontal | ABCN | 83 | J5 | 36557 | Under Built(UB) | Bare | 82 | [8 empty] | 6 | AWG | 0.5 | 6 | AWG | 3 Phase | 124.5733 | 11.3061 | tamayo |  | 11.30607,124.57331
2026-02-05 | 9:53 | 83 | F7 | C2 | 36557 | 36557 | Horizontal | ABCN | 83 | J5 | 36557 | Under Built(UB) | Bare | 83 | [8 empty] | 6 | AWG | 0.5 | 6 | AWG | 3 Phase | 124.5733 | 11.3053 | tamayo |  | 11.30528,124.57333
2026-02-05 | 9:53 | 83 | F7 | C2 | 36557 | 36557 | Horizontal | ABCN | 83 | J5 | 36557 | Under Built(UB) | Bare | 83 | [5 empty] | 202400313905 | Intec | 60 | 6 | AWG | 0.5 | 6 | AWG | 3 Phase | 124.5733 | 11.3053 | tamayo |  | 11.30528,124.57333
2026-02-05 | 9:54 | 84 | F7 | C3 | 36557 | 36557 | Horizontal | ABCN | 84 | J5 | 36557 | Under Built(UB) | Bare | 83 | [8 empty] | 6 | AWG | 0.5 | 6 | AWG | 3 Phase | 124.5733 | 11.3053 | tamayo |  | 11.30528,124.57333
2026-02-05 | 9:54 | 84 | F7 | C3 | 36557 | 36557 | Horizontal | ABCN | 84 | J6 | 36557 | Under Built(UB) | Bare | 84 | [8 empty] | 6 | AWG | 0.5 | 6 | AWG | 3 Phase | 124.5729 | 11.3048 | tamayo |  | 11.30482,124.57293
2026-02-05 | 9:54 | 84 | F7 | C3 | 36557 | 36557 | Horizontal | ABCN | 84 | J6 | 36557 | Under Built(UB) | Bare | 84 | [5 empty] | 201800158142 | Intec | 60 | 6 | AWG | 0.5 | 6 | AWG | 3 Phase | 124.5728 | 11.3045 | tamayo |  | 11.30452,124.57284
2026-02-05 | 9:55 | 84 | F7 | C3 | 36557 | 36557 | Horizontal | ABCN | 84 | J6 | 36557 | Under Built(UB) | Bare | 84 | [5 empty] | a151537091 | Landis | 60 | 6 | AWG | 0.5 | 6 | AWG | 3 Phase | 124.5728 | 11.3045 | tamayo |  | 11.30452,124.57284
2026-02-05 | 9:56 | 84 | F7 | C3 | 36557 | 36557 | Horizontal | ABCN | 84 | J6 | 36557 | Under Built(UB) | Bare | 84 | [5 empty] | a211068028 | Landis | 100 | 6 | AWG | 0.5 | 6 | AWG | 3 Phase | 124.5731 | 11.3044 | tamayo |  | 11.3044,124.5731
2026-02-05 | 9:56 | 84 | F7 | C3 | 36557 | 36557 | Horizontal | ABCN | 84 | J6 | 36557 | Under Built(UB) | Bare | 84 | [5 empty] | a211068033 | Landis | 60 | 6 | AWG | 0.5 | 6 | AWG | 3 Phase | 124.5731 | 11.3049 | tamayo |  | 11.30491,124.57311
2026-02-05 | 9:58 | 84 | F7 | C3 | 36557 | 36557 | Horizontal | ABCN | 84 | J6 | 36557 | Under Built(UB) | Bare | 84 | [5 empty] | 360314 |  | 60 | 6 | AWG | 0.5 | 6 | AWG | 3 Phase | 124.5731 | 11.3049 | tamayo |  | 11.30491,124.57311
2026-02-05 | 9:59 | 85 | F7 | C1 | 36557 | 36557 | Horizontal | ABCN | 85 | J6 | 36557 | Under Built(UB) | Bare | 84 | [8 empty] | 6 | AWG | 0.5 | 6 | AWG | 3 Phase | 124.5731 | 11.3047 | tamayo |  | 11.30468,124.57306
2026-02-05 | 9:59 | 85 | F7 | C1 | 36557 | 36557 | Horizontal | ABCN | 85 | J5 | 36557 | Under Built(UB) | Bare | 85 | [8 empty] | 6 | AWG | 0.5 | 6 | AWG | 3 Phase | 124.5731 | 11.3047 | tamayo |  | 11.30468,124.57306
2026-02-05 | 10:00 | 86 | F7 | C3 | 36557 | 36557 | Horizontal | ABCN | 86 | J5 | 36557 | Under Built(UB) | Bare | 85 | [8 empty] | 6 | AWG | 0.5 | 6 | AWG | 3 Phase | 124.5729 | 11.3051 | tamayo |  | 11.30511,124.57288
2026-02-05 | 10:00 | 86 | F7 | C3 | 36557 | 36557 | Horizontal | ABCN | 86 | J6 | 36557 | Under Built(UB) | Bare | 86 | [8 empty] | 6 | AWG | 0.5 | 6 | AWG | 3 Phase | 124.5729 | 11.3051 | tamayo |  | 11.30511,124.57288
2026-02-05 | 10:01 | 86 | F7 | C3 | 36557 | 36557 | Horizontal | ABCN | 86 | J6 | 36557 | Under Built(UB) | Bare | 86 | 15 | Common | 86 | ABCN | Yes |  |  |  | 6 | AWG | 0.5 | 6 | AWG | 3 Phase | 124.5729 | 11.3051 | tamayo |  | 11.30511,124.57288
2026-02-05 | 10:01 | 86 | F7 | C3 | 36557 | 36557 | Horizontal | ABCN | 86 | J6 | 36557 | Under Built(UB) | Bare | 86 | 15 | Common | 86 | ABCN | Yes | a251119977 | Landis | 60 | 6 | AWG | 0.5 | 6 | AWG | 3 Phase | 124.5729 | 11.3051 | tamayo |  | 11.30511,124.57288
2026-02-05 | 10:01 | 86 | F7 | C3 | 36557 | 36557 | Horizontal | ABCN | 86 | J6 | 36557 | Under Built(UB) | Bare | 86 | 15 | Common | 86 | ABCN | Yes | a251119978 | Landis | 60 | 6 | AWG | 0.5 | 6 | AWG | 3 Phase | 124.5729 | 11.3051 | tamayo |  | 11.30511,124.57288
2026-02-05 | 10:02 | 87 | F7 | C2 | 36557 | 36557 | Horizontal | ABCN | 87 | J6 | 36557 | Under Built(UB) | Bare | 86 | 15 | Common | 86 | ABCN | Yes |  |  |  | 6 | AWG | 0.5 | 6 | AWG | 3 Phase | 124.572 | 11.3057 | tamayo |  | 11.30573,124.572
2026-02-05 | 10:02 | 87 | F7 | C2 | 36557 | 36557 | Horizontal | ABCN | 87 | J5 | 36557 | Under Built(UB) | Bare | 87 |  |  |  | ABCN |  |  |  |  | 6 | AWG | 0.5 | 6 | AWG | 3 Phase | 124.572 | 11.3049 | tamayo |  | 11.30491,124.57198
2026-02-05 | 10:02 | 87 | F7 | C2 | 36557 | 36557 | Horizontal | ABCN | 87 | J5 | 36557 | Under Built(UB) | Bare | 87 |  |  |  | ABCN |  | 201900063071 | Intec | 60 | 6 | AWG | 0.5 | 6 | AWG | 3 Phase | 124.572 | 11.3049 | tamayo |  | 11.30491,124.57198
2026-02-05 | 10:03 | 87 | F7 | C2 | 36557 | 36557 | Horizontal | ABCN | 87 | J5 | 36557 | Under Built(UB) | Bare | 87 |  |  |  | ABCN |  | 202400313904 | Intec | 60 | 6 | AWG | 0.5 | 6 | AWG | 3 Phase | 124.572 | 11.3049 | tamayo |  | 11.30491,124.57198
2026-02-05 | 10:03 | 87 | F7 | C2 | 36557 | 36557 | Horizontal | ABCN | 87 | J5 | 36557 | Under Built(UB) | Bare | 87 |  |  |  | ABCN |  | a211067573 | Landis | 60 | 6 | AWG | 0.5 | 6 | AWG | 3 Phase | 124.572 | 11.3049 | tamayo |  | 11.30491,124.57198
2026-02-05 | 10:03 | 87 | F7 | C2 | 36557 | 36557 | Horizontal | ABCN | 87 | J5 | 36557 | Under Built(UB) | Bare | 87 |  |  |  | ABCN |  | a221480458 | Landis | 60 | 6 | AWG | 0.5 | 6 | AWG | 3 Phase | 124.572 | 11.3049 | tamayo |  | 11.30491,124.57198
2026-02-05 | 10:03 | 87 | F7 | C2 | 36557 | 36557 | Horizontal | ABCN | 87 | J5 | 36557 | Under Built(UB) | Bare | 87 |  |  |  | ABCN |  | a221480908 | Landis | 60 | 6 | AWG | 0.5 | 6 | AWG | 3 Phase | 124.5715 | 11.3048 | tamayo |  | 11.30482,124.57146
2026-02-05 | 10:04 | 88 | F7 | C1 | 36557 | 36557 | Horizontal | ABCN | 88 | J5 | 36557 | Under Built(UB) | Bare | 87 |  |  |  | ABCN |  |  |  |  | 6 | AWG | 0.5 | 6 | AWG | 3 Phase | 124.5715 | 11.3048 | tamayo |  | 11.30482,124.57146
2026-02-05 | 10:04 | 88 | F7 | C1 | 36557 | 36557 | Horizontal | ABCN | 88 | J5 | 36557 | Under Built(UB) | Bare | 88 |  |  |  | ABCN |  |  |  |  | 6 | AWG | 0.5 | 6 | AWG | 3 Phase | 124.5715 | 11.3048 | tamayo |  | 11.30482,124.57146
2026-02-05 | 10:05 | 89 | F7 | C1 | 36557 | 36557 | Horizontal | ABCN | 89 | J5 | 36557 | Under Built(UB) | Bare | 88 |  |  |  | ABCN |  |  |  |  | 6 | AWG | 0.5 | 6 | AWG | 3 Phase | 124.571 | 11.3036 | tamayo |  | 11.30365,124.57104
2026-02-05 | 10:05 | 89 | F7 | C1 | 36557 | 36557 | Horizontal | ABCN | 89 | J5 | 36557 | Under Built(UB) | Bare | 89 |  |  |  | ABCN |  |  |  |  | 6 | AWG | 0.5 | 6 | AWG | 3 Phase | 124.571 | 11.3036 | tamayo |  | 11.30365,124.57104
2026-02-05 | 10:05 | 90 | F7 | C1 | 36557 | 36557 | Horizontal | ABCN | 90 | J5 | 36557 | Under Built(UB) | Bare | 89 |  |  |  | ABCN |  |  |  |  | 6 | AWG | 0.5 | 6 | AWG | 3 Phase | 124.571 | 11.3036 | tamayo |  | 11.30365,124.57104
2026-02-05 | 10:05 | 90 | F7 | C1 | 36557 | 36557 | Horizontal | ABCN | 90 | J5 | 36557 | Under Built(UB) | Bare | 90 |  |  |  | ABCN |  |  |  |  | 6 | AWG | 0.5 | 6 | AWG | 3 Phase | 124.571 | 11.3036 | tamayo |  | 11.30365,124.57104
2026-02-05 | 10:06 | 90 | F7 | C1 | 36557 | 36557 | Horizontal | ABCN | 90 | J5 | 36557 | Under Built(UB) | Bare | 90 |  |  |  | ABCN |  | 201700022371 | Intec | 60 | 6 | AWG | 0.5 | 6 | AWG | 3 Phase | 124.571 | 11.3036 | tamayo |  | 11.30365,124.57104
2026-02-05 | 10:06 | 90 | F7 | C1 | 36557 | 36557 | Horizontal | ABCN | 90 | J5 | 36557 | Under Built(UB) | Bare | 90 |  |  |  | ABCN |  | 201700021866 | Intec | 60 | 6 | AWG | 0.5 | 6 | AWG | 3 Phase | 124.571 | 11.3036 | tamayo |  | 11.30365,124.57104
2026-02-05 | 10:06 | 90 | F7 | C1 | 36557 | 36557 | Horizontal | ABCN | 90 | J5 | 36557 | Under Built(UB) | Bare | 90 |  |  |  | ABCN |  | a261453626 | Landis | 60 | 6 | AWG | 0.5 | 6 | AWG | 3 Phase | 124.571 | 11.3036 | tamayo |  | 11.30365,124.57104
2026-02-05 | 10:07 | 91 | F7 | C2 | 36557 | 36557 | Horizontal | ABCN | 91 | J5 | 36557 | Under Built(UB) | Bare | 90 |  |  |  | ABCN |  |  |  |  | 6 | AWG | 0.5 | 6 | AWG | 3 Phase | 124.5704 | 11.3038 | tamayo |  | 11.30375,124.57045
2026-02-05 | 10:07 | 91 | F7 | C2 | 36557 | 36557 | Horizontal | ABCN | 91 | J5 | 36557 | Under Built(UB) | Bare | 91 |  |  |  | ABCN |  |  |  |  | 6 | AWG | 0.5 | 6 | AWG | 3 Phase | 124.5704 | 11.3038 | tamayo |  | 11.30375,124.57045
2026-02-05 | 10:08 | 92 | F7 | C2 | 36557 | 36557 | Horizontal | ABCN | 92 | J5 | 36557 | Under Built(UB) | Bare | 91 |  |  |  | ABCN |  |  |  |  | 6 | AWG | 0.5 | 6 | AWG | 3 Phase | 124.5709 | 11.3023 | tamayo |  | 11.30225,124.57087
2026-02-05 | 10:08 | 92 | F7 | C2 | 36557 | 36557 | Horizontal | ABCN | 92 | J6 | 36557 | Under Built(UB) | Bare | 92 |  |  |  | ABCN |  |  |  |  | 6 | AWG | 0.5 | 6 | AWG | 3 Phase | 124.5709 | 11.3023 | tamayo |  | 11.30225,124.57087
2026-02-05 | 10:09 | 92 | F7 | C2 | 36557 | 36557 | Horizontal | ABCN | 92 | J6 | 36557 | Under Built(UB) | Bare | 92 |  |  |  | ABCN |  | a151244600 | Landis | 60 | 6 | AWG | 0.5 | 6 | AWG | 3 Phase | 124.5704 | 11.3026 | tamayo |  | 11.30263,124.57037
2026-02-05 | 10:09 | 92 | F7 | C2 | 36557 | 36557 | Horizontal | ABCN | 92 | J6 | 36557 | Under Built(UB) | Bare | 92 |  |  |  | ABCN |  | 202300205190 | Intec | 60 | 6 | AWG | 0.5 | 6 | AWG | 3 Phase | 124.5704 | 11.3026 | tamayo |  | 11.30263,124.57037
2026-02-05 | 10:09 | 92 | F7 | C2 | 36557 | 36557 | Horizontal | ABCN | 92 | J6 | 36557 | Under Built(UB) | Bare | 92 |  |  |  | ABCN |  | 202100150729 | Intec | 60 | 6 | AWG | 0.5 | 6 | AWG | 3 Phase | 124.5704 | 11.3026 | tamayo |  | 11.30263,124.57037
2026-02-05 | 10:10 | 92 | F7 | C2 | 36557 | 36557 | Horizontal | ABCN | 92 | J6 | 36557 | Under Built(UB) | Bare | 92 |  |  |  | ABCN |  | 202100150720 | Intec | 60 | 6 | AWG | 0.5 | 6 | AWG | 3 Phase | 124.5704 | 11.3026 | tamayo |  | 11.30263,124.57037
2026-02-05 | 10:10 | 92 | F7 | C2 | 36557 | 36557 | Horizontal | ABCN | 92 | J6 | 36557 | Under Built(UB) | Bare | 92 |  |  |  | ABCN |  | 90283426 | Techen | 60 | 6 | AWG | 0.5 | 6 | AWG | 3 Phase | 124.5701 | 11.3026 | tamayo |  | 11.30257,124.57011
2026-02-05 | 10:10 | 92 | F7 | C2 | 36557 | 36557 | Horizontal | ABCN | 92 | J6 | 36557 | Under Built(UB) | Bare | 92 |  |  |  | ABCN |  | a151537341 | Landis | 60 | 6 | AWG | 0.5 | 6 | AWG | 3 Phase | 124.5701 | 11.3026 | tamayo |  | 11.30257,124.57011
2026-02-05 | 10:10 | 92 | F7 | C2 | 36557 | 36557 | Horizontal | ABCN | 92 | J6 | 36557 | Under Built(UB) | Bare | 92 |  |  |  | ABCN |  | SCL34964 | Landis | 60 | 6 | AWG | 0.5 | 6 | AWG | 3 Phase | 124.5701 | 11.3026 | tamayo |  | 11.30257,124.57011
2026-02-05 | 10:10 | 92 | F7 | C2 | 36557 | 36557 | Horizontal | ABCN | 92 | J6 | 36557 | Under Built(UB) | Bare | 92 |  |  |  | ABCN |  | 201900066568 | Intec | 60 | 6 | AWG | 0.5 | 6 | AWG | 3 Phase | 124.5701 | 11.3026 | tamayo |  | 11.30257,124.57011
2026-02-05 | 10:10 | 92 | F7 | C2 | 36557 | 36557 | Horizontal | ABCN | 92 | J6 | 36557 | Under Built(UB) | Bare | 92 |  |  |  | ABCN |  | 202200098314 | Intec | 60 | 6 | AWG | 0.5 | 6 | AWG | 3 Phase | 124.5701 | 11.3026 | tamayo |  | 11.30257,124.57011
2026-02-05 | 10:11 | 93 | F7 | C2 | 36557 | 36557 | Horizontal | ABCN | 93 | J6 | 36557 | Under Built(UB) | Bare | 92 |  |  |  | ABCN |  |  |  |  | 6 | AWG | 0.5 | 6 | AWG | 3 Phase | 124.5694 | 11.303 | tamayo |  | 11.30301,124.56937
2026-02-05 | 10:11 | 93 | F7 | C2 | 36557 | 36557 | Horizontal | ABCN | 93 | J5 | 36557 | Under Built(UB) | Bare | 93 |  |  |  | ABCN |  |  |  |  | 6 | AWG | 0.5 | 6 | AWG | 3 Phase | 124.5694 | 11.303 | tamayo |  | 11.30301,124.56937
2026-02-05 | 10:12 | 94 | F7 | C3 | 36557 | 36557 | Horizontal | ABCN | 94 | J5 | 36557 | Under Built(UB) | Bare | 93 |  |  |  | ABCN |  |  |  |  | 6 | AWG | 0.5 | 6 | AWG | 3 Phase | 124.5694 | 11.303 | tamayo |  | 11.30301,124.56937
2026-02-05 | 10:12 | 94 | F7 | C3 | 36557 | 36557 | Horizontal | ABCN | 94 | J6 | 36557 | Under Built(UB) | Bare | 94 |  |  |  | ABCN |  |  |  |  | 6 | AWG | 0.5 | 6 | AWG | 3 Phase | 124.5694 | 11.303 | tamayo |  | 11.30301,124.56937
2026-02-05 | 10:13 | 95 | F7 | C1 | 36557 | 36557 | Horizontal | ABCN | 95 | J6 | 36557 | Under Built(UB) | Bare | 94 |  |  |  | ABCN |  |  |  |  | 6 | AWG | 0.5 | 6 | AWG | 3 Phase | 124.5689 | 11.3021 | tamayo |  | 11.30206,124.56891
2026-02-05 | 10:13 | 95 | F7 | C1 | 36557 | 36557 | Horizontal | ABCN | 95 | J5 | 36557 | Under Built(UB) | Bare | 95 |  |  |  | ABCN |  |  |  |  | 6 | AWG | 0.5 | 6 | AWG | 3 Phase | 124.5689 | 11.3021 | tamayo |  | 11.30206,124.56891
2026-02-05 | 10:13 | 96 | F7 | C3 | 36557 | 36557 | Horizontal | ABCN | 96 | J5 | 36557 | Under Built(UB) | Bare | 95 |  |  |  | ABCN |  |  |  |  | 6 | AWG | 0.5 | 6 | AWG | 3 Phase | 124.5693 | 11.3029 | tamayo |  | 11.30289,124.5693
2026-02-05 | 10:14 | 96 | F7 | C3 | 36557 | 36557 | Horizontal | ABCN | 96 | J6 | 36557 | Under Built(UB) | Bare | 96 |  |  |  | ABCN |  |  |  |  | 6 | AWG | 0.5 | 6 | AWG | 3 Phase | 124.5693 | 11.3029 | tamayo |  | 11.30289,124.5693
2026-02-05 | 10:14 | 97 | F7 | C1 | 36557 | 36557 | Horizontal | ABCN | 97 | J6 | 36557 | Under Built(UB) | Bare | 96 |  |  |  | ABCN |  |  |  |  | 6 | AWG | 0.5 | 6 | AWG | 3 Phase | 124.5688 | 11.3034 | tamayo |  | 11.30338,124.5688
2026-02-05 | 10:14 | 97 | F7 | C1 | 36557 | 36557 | Horizontal | ABCN | 97 | J6 | 36557 | Under Built(UB) | Bare | 96 |  |  |  | ABCN |  |  |  |  | 6 | AWG | 0.5 | 6 | AWG | 3 Phase | 124.5688 | 11.3034 | tamayo |  | 11.30338,124.5688
2026-02-05 | 10:14 | 97 | F7 | C1 | 36557 | 36557 | Horizontal | ABCN | 97 | J6 | 36557 | Under Built(UB) | Bare | 96 |  |  |  | ABCN |  |  |  |  | 6 | AWG | 0.5 | 6 | AWG | 3 Phase | 124.5688 | 11.3034 | tamayo |  | 11.30338,124.5688
2026-02-05 | 10:14 | 97 | F7 | C1 | 36557 | 36557 | Horizontal | ABCN | 97 | J5 | 36557 | Under Built(UB) | Bare | 97 |  |  |  | ABCN |  |  |  |  | 6 | AWG | 0.5 | 6 | AWG | 3 Phase | 124.5688 | 11.3034 | tamayo |  | 11.30338,124.5688
2026-02-05 | 10:14 | 97 | F7 | C1 | 36557 | 36557 | Horizontal | ABCN | 97 | J5 | 36557 | Under Built(UB) | Bare | 97 |  |  |  | ABCN |  |  |  |  | 6 | AWG | 0.5 | 6 | AWG | 3 Phase | 124.5688 | 11.3034 | tamayo |  | 11.30338,124.5688
2026-02-05 | 10:15 | 98 | F7 | C1 | 36557 | 36557 | Horizontal | ABCN | 98 | J5 | 36557 | Under Built(UB) | Bare | 97 |  |  |  | ABCN |  |  |  |  | 6 | AWG | 0.5 | 6 | AWG | 3 Phase | 124.5681 | 11.3036 | tamayo |  | 11.30358,124.56806
2026-02-05 | 10:15 | 98 | F7 | C1 | 36557 | 36557 | Horizontal | ABCN | 98 | J5 | 36557 | Under Built(UB) | Bare | 98 |  |  |  | ABCN |  |  |  |  | 6 | AWG | 0.5 | 6 | AWG | 3 Phase | 124.5681 | 11.3036 | tamayo |  | 11.30358,124.56806
2026-02-05 | 10:17 | 99 | F7 | C3 | 36557 | 36557 | Horizontal | ABCN | 99 | J5 | 36557 | Under Built(UB) | Bare | 98 |  |  |  | ABCN |  |  |  |  | 6 | AWG | 0.5 | 6 | AWG | 3 Phase | 124.5681 | 11.3036 | tamayo |  | 11.30358,124.56806
2026-02-05 | 10:17 | 99 | F7 | C3 | 36557 | 36557 | Horizontal | ABCN | 99 | J6 | 36557 | Under Built(UB) | Bare | 99 |  |  |  | ABCN |  |  |  |  | 6 | AWG | 0.5 | 6 | AWG | 3 Phase | 124.5681 | 11.3036 | tamayo |  | 11.30358,124.56806
2026-02-05 | 10:18 | 99 | F7 | C3 | 36557 | 36557 | Horizontal | ABCN | 99 | J6 | 36557 | Under Built(UB) | Bare | 99 | 10 | Common | 99 | ABCN | No |  |  |  | 6 | AWG | 0.5 | 6 | AWG | 3 Phase | 124.5681 | 11.3036 | tamayo |  | 11.30358,124.56806
2026-02-05 | 10:18 | 99 | F7 | C3 | 36557 | 36557 | Horizontal | ABCN | 99 | J6 | 36557 | Under Built(UB) | Bare | 99 | 10 | Common | 99 | ABCN | No | 359794 |  | 60 | 6 | AWG | 0.5 | 6 | AWG | 3 Phase | 124.5681 | 11.3036 | tamayo |  | 11.30358,124.56806
2026-02-05 | 10:18 | 99 | F7 | C3 | 36557 | 36557 | Horizontal | ABCN | 99 | J6 | 36557 | Under Built(UB) | Bare | 99 | 10 | Common | 99 | ABCN | No | 202100150728 | Intec | 100 | 6 | AWG | 0.5 | 6 | AWG | 3 Phase | 124.5681 | 11.3036 | tamayo |  | 11.30358,124.56806
2026-02-05 | 10:19 | 99 | F7 | C3 | 36557 | 36557 | Horizontal | ABCN | 99 | J6 | 36557 | Under Built(UB) | Bare | 99 | 10 | Common | 99 | ABCN | No | 12685064 | Enertek | 100 | 6 | AWG | 0.5 | 6 | AWG | 3 Phase | 124.5681 | 11.3036 | tamayo |  | 11.30358,124.56806
2026-02-05 | 10:19 | 99 | F7 | C3 | 36557 | 36557 | Horizontal | ABCN | 99 | J6 | 36557 | Under Built(UB) | Bare | 99 | 10 | Common | 99 | ABCN | No | 202200098311 | Intec | 100 | 6 | AWG | 0.5 | 6 | AWG | 3 Phase | 124.5681 | 11.3036 | tamayo |  | 11.30358,124.56806
2026-02-05 | 10:19 | 99 | F7 | C3 | 36557 | 36557 | Horizontal | ABCN | 99 | J6 | 36557 | Under Built(UB) | Bare | 99 | 10 | Common | 99 | ABCN | No | 202200099727 | Intec | 30 | 6 | AWG | 0.5 | 6 | AWG | 3 Phase | 124.5662 | 11.3034 | tamayo |  | 11.30345,124.56618
2026-02-05 | 10:19 | 99 | F7 | C3 | 36557 | 36557 | Horizontal | ABCN | 99 | J6 | 36557 | Under Built(UB) | Bare | 99 | 10 | Common | 99 | ABCN | No | 202100150724 | Intec | 30 | 6 | AWG | 0.5 | 6 | AWG | 3 Phase | 124.5662 | 11.3034 | tamayo |  | 11.30345,124.56618
2026-02-05 | 10:20 | 99 | F7 | C3 | 36557 | 36557 | Horizontal | ABCN | 99 | J6 | 36557 | Under Built(UB) | Bare | 99 | 10 | Common | 99 | ABCN | No | 202100150735 | Intec | 60 | 6 | AWG | 0.5 | 6 | AWG | 3 Phase | 124.5662 | 11.3034 | tamayo |  | 11.30345,124.56618
2026-02-05 | 10:20 | 99 | F7 | C3 | 36557 | 36557 | Horizontal | ABCN | 99 | J6 | 36557 | Under Built(UB) | Bare | 99 | 10 | Common | 99 | ABCN | No | a261453156 | Landis | 100 | 6 | AWG | 0.5 | 6 | AWG | 3 Phase | 124.5662 | 11.3034 | tamayo |  | 11.30345,124.56618
2026-02-05 | 10:20 | 99 | F7 | C3 | 36557 | 36557 | Horizontal | ABCN | 99 | J6 | 36557 | Under Built(UB) | Bare | 99 | 10 | Common | 99 | ABCN | No | a351059989 | Landis | 100 | 6 | AWG | 0.5 | 6 | AWG | 3 Phase | 124.5662 | 11.3034 | tamayo |  | 11.30345,124.56618
2026-02-05 | 10:20 | 99 | F7 | C3 | 36557 | 36557 | Horizontal | ABCN | 99 | J6 | 36557 | Under Built(UB) | Bare | 99 | 10 | Common | 99 | ABCN | No | a171112396 | Landis | 60 | 6 | AWG | 0.5 | 6 | AWG | 3 Phase | 124.5662 | 11.3034 | tamayo |  | 11.30345,124.56618
2026-02-05 | 10:20 | 99 | F7 | C3 | 36557 | 36557 | Horizontal | ABCN | 99 | J6 | 36557 | Under Built(UB) | Bare | 99 | 10 | Common | 99 | ABCN | No | a351390931 | Landis | 100 | 6 | AWG | 0.5 | 6 | AWG | 3 Phase | 124.5662 | 11.3034 | tamayo |  | 11.30345,124.56618
2026-02-05 | 10:20 | 99 | F7 | C3 | 36557 | 36557 | Horizontal | ABCN | 99 | J6 | 36557 | Under Built(UB) | Bare | 99 | 10 | Common | 99 | ABCN | No | 202100150717 | Intec | 100 | 6 | AWG | 0.5 | 6 | AWG | 3 Phase | 124.5664 | 11.3042 | tamayo |  | 11.30417,124.56639
2026-02-05 | 10:21 | 99 | F7 | C3 | 36557 | 36557 | Horizontal | ABCN | 99 | J6 | 36557 | Under Built(UB) | Bare | 99 | 10 | Common | 99 | ABCN | No | 202100150736 | Intec | 60 | 6 | AWG | 0.5 | 6 | AWG | 3 Phase | 124.5664 | 11.3042 | tamayo |  | 11.30417,124.56639
2026-02-05 | 10:23 | 99-A | F7 | A6 | 36557 | 36557 | Vertical | AN | 99-A | J6 | 36557 | Under Built(UB) | Bare | 99 |  |  |  | ABCN |  |  |  |  | 6 | AWG | 0.5 | 6 | AWG | Single Phase | 124.5659 | 11.3038 | tamayo |  | 11.30383,124.56592
2026-02-05 | 10:23 | 99-A | F7 | A6 | 36557 | 36557 | Vertical | AN | 99-A | J5 | 36557 | Open Secondary(OS) | Bare | 99-A |  |  |  | ABCN |  |  |  |  | 6 | AWG | 0.5 | 6 | AWG | Single Phase | 124.5659 | 11.3038 | tamayo |  | 11.30383,124.56592
2026-02-05 | 10:23 | 99-A | F7 | A6 | 36557 | 36557 | Vertical | AN | 99-A | J5 | 36557 | Open Secondary(OS) | Bare | 99-A |  |  |  | ABCN |  | 359800 |  | 60 | 6 | AWG | 0.5 | 6 | AWG | Single Phase | 124.5662 | 11.3036 | tamayo |  | 11.30359,124.56618
2026-02-05 | 10:23 | 99-A | F7 | A6 | 36557 | 36557 | Vertical | AN | 99-A | J5 | 36557 | Open Secondary(OS) | Bare | 99-A |  |  |  | ABCN |  | 359783 |  | 60 | 6 | AWG | 0.5 | 6 | AWG | Single Phase | 124.5662 | 11.3036 | tamayo |  | 11.30359,124.56618
2026-02-05 | 10:25 | 99-B | F7 | A1 | 36557 | 36557 | Vertical | AN | 99-B | J5 | 36557 | Open Secondary(OS) | Bare | 99-A |  |  |  | ABCN |  |  |  |  | 6 | AWG | 0.5 | 6 | AWG | Single Phase | 124.5654 | 11.3041 | tamayo |  | 11.30411,124.56543
2026-02-05 | 10:25 | 99-B | F7 | A1 | 36557 | 36557 | Vertical | AN | 99-B | J5 | 36557 | Open Secondary(OS) | Bare | 99-B |  |  |  | ABCN |  |  |  |  | 6 | AWG | 0.5 | 6 | AWG | Single Phase | 124.5654 | 11.3041 | tamayo |  | 11.30411,124.56543
2026-02-05 | 10:25 | 99-B | F7 | A1 | 36557 | 36557 | Vertical | AN | 99-B | J5 | 36557 | Open Secondary(OS) | Bare | 99-B |  |  |  | ABCN |  | 202100041730 | Intec | 60 | 6 | AWG | 0.5 | 6 | AWG | Single Phase | 124.5654 | 11.3041 | tamayo |  | 11.30411,124.56543
2026-02-05 | 10:25 | 99-B | F7 | A1 | 36557 | 36557 | Vertical | AN | 99-B | J5 | 36557 | Open Secondary(OS) | Bare | 99-B |  |  |  | ABCN |  | 201700024351 | Intec | 60 | 6 | AWG | 0.5 | 6 | AWG | Single Phase | 124.5655 | 11.3041 | tamayo |  | 11.30406,124.56547
2026-02-05 | 10:25 | 99-B | F7 | A1 | 36557 | 36557 | Vertical | AN | 99-B | J5 | 36557 | Open Secondary(OS) | Bare | 99-B |  |  |  | ABCN |  | 432419 | Intec | 60 | 6 | AWG | 0.5 | 6 | AWG | Single Phase | 124.5655 | 11.3041 | tamayo |  | 11.30406,124.56547
2026-02-05 | 10:26 | 99-B | F7 | A1 | 36557 | 36557 | Vertical | AN | 99-B | J5 | 36557 | Open Secondary(OS) | Bare | 99-B |  |  |  | ABCN |  | 359790 |  | 60 | 6 | AWG | 0.5 | 6 | AWG | Single Phase | 124.5655 | 11.3041 | tamayo |  | 11.30406,124.56547
2026-02-05 | 10:26 | 99-B | F7 | A1 | 36557 | 36557 | Vertical | AN | 99-B | J5 | 36557 | Open Secondary(OS) | Bare | 99-B |  |  |  | ABCN |  | 12685571 | Enertek | 60 | 6 | AWG | 0.5 | 6 | AWG | Single Phase | 124.5655 | 11.3041 | tamayo |  | 11.30406,124.56547
2026-02-05 | 10:27 | 99-C | F7 | A1 | 36557 | 36557 | Vertical | AN | 99-C | J5 | 36557 | Open Secondary(OS) | Bare | 99-B |  |  |  | ABCN |  |  |  |  | 6 | AWG | 0.5 | 6 | AWG | Single Phase | 124.5654 | 11.3043 | tamayo |  | 11.30428,124.56541
2026-02-05 | 10:27 | 99-C | F7 | A1 | 36557 | 36557 | Vertical | AN | 99-C | J5 | 36557 | Open Secondary(OS) | Bare | 99-C |  |  |  | ABCN |  |  |  |  | 6 | AWG | 0.5 | 6 | AWG | Single Phase | 124.5654 | 11.3043 | tamayo |  | 11.30428,124.56541
2026-02-05 | 10:27 | 99-C | F7 | A1 | 36557 | 36557 | Vertical | AN | 99-C | J5 | 36557 | Open Secondary(OS) | Bare | 99-C |  |  |  | ABCN |  | 202100042017 | Intec | 60 | 6 | AWG | 0.5 | 6 | AWG | Single Phase | 124.5652 | 11.3046 | tamayo |  | 11.30455,124.56521
2026-02-05 | 10:27 | 99-C | F7 | A1 | 36557 | 36557 | Vertical | AN | 99-C | J5 | 36557 | Open Secondary(OS) | Bare | 99-C |  |  |  | ABCN |  | 202100042018 | Intec | 60 | 6 | AWG | 0.5 | 6 | AWG | Single Phase | 124.5652 | 11.3046 | tamayo |  | 11.30455,124.56521
2026-02-05 | 10:27 | 99-C | F7 | A1 | 36557 | 36557 | Vertical | AN | 99-C | J5 | 36557 | Open Secondary(OS) | Bare | 99-C |  |  |  | ABCN |  | a301126998 | Landis | 60 | 6 | AWG | 0.5 | 6 | AWG | Single Phase | 124.5652 | 11.3046 | tamayo |  | 11.30455,124.56521
2026-02-05 | 10:28 | 99-C | F7 | A1 | 36557 | 36557 | Vertical | AN | 99-C | J5 | 36557 | Open Secondary(OS) | Bare | 99-C |  |  |  | ABCN |  | 202100041725 | Intec | 60 | 6 | AWG | 0.5 | 6 | AWG | Single Phase | 124.5652 | 11.3046 | tamayo |  | 11.30455,124.56521
2026-02-05 | 10:28 | 99-C | F7 | A1 | 36557 | 36557 | Vertical | AN | 99-C | J5 | 36557 | Open Secondary(OS) | Bare | 99-C |  |  |  | ABCN |  | 202100042015 | Intec | 60 | 6 | AWG | 0.5 | 6 | AWG | Single Phase | 124.5652 | 11.3046 | tamayo |  | 11.30455,124.56521
2026-02-05 | 10:29 | 99-D | F7 | A6 | 36557 | 36557 | Vertical | AN | 99-D | J5 | 36557 | Open Secondary(OS) | Bare | 99-C |  |  |  | ABCN |  |  |  |  | 6 | AWG | 0.5 | 6 | AWG | Single Phase | 124.5655 | 11.3048 | tamayo |  | 11.30478,124.5655
2026-02-05 | 10:29 | 99-D | F7 | A6 | 36557 | 36557 | Vertical | AN | 99-D | J6 | 36557 | Open Secondary(OS) | Bare | 99-D |  |  |  | ABCN |  |  |  |  | 6 | AWG | 0.5 | 6 | AWG | Single Phase | 124.5655 | 11.3048 | tamayo |  | 11.30478,124.5655
2026-02-05 | 10:29 | 99-D | F7 | A6 | 36557 | 36557 | Vertical | AN | 99-D | J6 | 36557 | Open Secondary(OS) | Bare | 99-D |  |  |  | ABCN |  | 201900040032 | Intec | 60 | 6 | AWG | 0.5 | 6 | AWG | Single Phase | 124.5655 | 11.3048 | tamayo |  | 11.30478,124.5655
2026-02-05 | 10:30 | 99-D | F7 | A6 | 36557 | 36557 | Vertical | AN | 99-D | J6 | 36557 | Open Secondary(OS) | Bare | 99-D |  |  |  | ABCN |  | 202100150718 | Intec | 60 | 6 | AWG | 0.5 | 6 | AWG | Single Phase | 124.5655 | 11.3048 | tamayo |  | 11.30478,124.5655
2026-02-05 | 10:30 | 99-D | F7 | A6 | 36557 | 36557 | Vertical | AN | 99-D | J6 | 36557 | Open Secondary(OS) | Bare | 99-D |  |  |  | ABCN |  | 359795 |  | 60 | 6 | AWG | 0.5 | 6 | AWG | Single Phase | 124.5655 | 11.3048 | tamayo |  | 11.30478,124.5655
2026-02-05 | 10:31 | 99-E | F7 | A1 | 36557 | 36557 | Vertical | AN | 99-E | J6 | 36557 | Open Secondary(OS) | Bare | 99-D |  |  |  | ABCN |  |  |  |  | 6 | AWG | 0.5 | 6 | AWG | Single Phase | 124.5648 | 11.3052 | tamayo |  | 11.3052,124.56484
2026-02-05 | 10:31 | 99-E | F7 | A1 | 36557 | 36557 | Vertical | AN | 99-E | J5 | 36557 | Open Secondary(OS) | Bare | 99-E |  |  |  | ABCN |  |  |  |  | 6 | AWG | 0.5 | 6 | AWG | Single Phase | 124.5648 | 11.3052 | tamayo |  | 11.3052,124.56484
2026-02-05 | 10:31 | 99-E | F7 | A1 | 36557 | 36557 | Vertical | AN | 99-E | J5 | 36557 | Open Secondary(OS) | Bare | 99-E |  |  |  | ABCN |  |  |  |  | 6 | AWG | 0.5 | 6 | AWG | Single Phase | 124.5648 | 11.3052 | tamayo |  | 11.3052,124.56484
2026-02-05 | 10:32 | 99-F | F7 | A2 | 36557 | 36557 | Vertical | AN | 99-F | J5 | 36557 | Open Secondary(OS) | Bare | 99-E |  |  |  | ABCN |  |  |  |  | 6 | AWG | 0.5 | 6 | AWG | Single Phase | 124.5651 | 11.3063 | tamayo |  | 11.30627,124.56506
2026-02-05 | 10:32 | 99-F | F7 | A2 | 36557 | 36557 | Vertical | AN | 99-F | J5 | 36557 | Open Secondary(OS) | Bare | 99-F |  |  |  | ABCN |  |  |  |  | 6 | AWG | 0.5 | 6 | AWG | Single Phase | 124.5651 | 11.3063 | tamayo |  | 11.30627,124.56506
2026-02-05 | 10:33 | 99-G | F7 | A2 | 36557 | 36557 | Vertical | AN | 99-G | J5 | 36557 | Open Secondary(OS) | Bare | 99-F |  |  |  | ABCN |  |  |  |  | 6 | AWG | 0.5 | 6 | AWG | Single Phase | 124.5651 | 11.3063 | tamayo |  | 11.30627,124.56506
2026-02-05 | 10:33 | 99-G | F7 | A2 | 36557 | 36557 | Vertical | AN | 99-G | J5 | 36557 | Open Secondary(OS) | Bare | 99-G |  |  |  | ABCN |  |  |  |  | 6 | AWG | 0.5 | 6 | AWG | Single Phase | 124.5651 | 11.3063 | tamayo |  | 11.30627,124.56506
2026-02-05 | 10:34 | 99-H | F7 | A2 | 36557 | 36557 | Vertical | AN | 99-H | J5 | 36557 | Open Secondary(OS) | Bare | 99-G |  |  |  | ABCN |  |  |  |  | 6 | AWG | 0.5 | 6 | AWG | Single Phase | 124.5644 | 11.3066 | tamayo |  | 11.30665,124.56438
2026-02-05 | 10:34 | 99-H | F7 | A2 | 36557 | 36557 | Vertical | AN | 99-H | J5 | 36557 | Open Secondary(OS) | Bare | 99-H |  |  |  | ABCN |  |  |  |  | 6 | AWG | 0.5 | 6 | AWG | Single Phase | 124.5644 | 11.3066 | tamayo |  | 11.30665,124.56438
2026-02-05 | 10:35 | 99-I | F7 | A6 | 36557 | 36557 | Vertical | AN | 99-I | J5 | 36557 | Open Secondary(OS) | Bare | 99-H |  |  |  | ABCN |  |  |  |  | 6 | AWG | 0.5 | 6 | AWG | Single Phase | 124.5644 | 11.3067 | tamayo |  | 11.30668,124.56435
2026-02-05 | 10:35 | 99-I | F7 | A6 | 36557 | 36557 | Vertical | AN | 99-I | J6 | 36557 | Open Secondary(OS) | Bare | 99-I |  |  |  | ABCN |  |  |  |  | 6 | AWG | 0.5 | 6 | AWG | Single Phase | 124.5644 | 11.3067 | tamayo |  | 11.30668,124.56435
2026-02-05 | 10:36 | 99-I | F7 | A6 | 36557 | 36557 | Vertical | AN | 99-I | J6 | 36557 | Open Secondary(OS) | Bare | 99-I | 10 | Sole | 99-I | ABCN | Yes |  |  |  | 6 | AWG | 0.5 | 6 | AWG | Single Phase | 124.5638 | 11.3066 | tamayo |  | 11.30661,124.5638
2026-02-05 | 10:36 | 99-I | F7 | A6 | 36557 | 36557 | Vertical | AN | 99-I | J6 | 36557 | Open Secondary(OS) | Bare | 99-I | 10 | Sole | 99-I | ABCN | Yes | 201900067874 | Intec | 60 | 6 | AWG | 0.5 | 6 | AWG | Single Phase | 124.5638 | 11.3066 | tamayo |  | 11.30661,124.5638
2026-02-05 | 10:43 | 100 | F7 | C2 | 36557 | 36557 | Horizontal | ABCN | 100 | J5 | 36557 | Under Built(UB) | Bare | 100 | [13 empty] | 3 Phase |  |  | tamayo |  | ,
2026-02-05 | 10:44 | 101 | F7 | C1 | 36557 | 36557 | Horizontal | ABCN | 101 | J5 | 36557 | Under Built(UB) | Bare | 100 | [13 empty] | 3 Phase |  |  | tamayo |  | ,
2026-02-05 | 10:44 | 101 | F7 | C1 | 36557 | 36557 | Horizontal | ABCN | 101 | J5 | 36557 | Under Built(UB) | Bare | 101 | [13 empty] | 3 Phase |  |  | tamayo |  | ,
2026-02-05 | 10:45 | 102 | F7 | C3 | 36557 | 36557 | Horizontal | ABCN | 102 | J5 | 36557 | Under Built(UB) | Bare | 101 | [13 empty] | 3 Phase |  |  | tamayo |  | ,
2026-02-05 | 10:46 | 102 | F7 | C3 | 36557 | 36557 | Horizontal | ABCN | 102 | J6 | 36557 | Under Built(UB) | Bare | 102 | [13 empty] | 3 Phase |  |  | tamayo |  | ,
2026-02-05 | 10:48 | 103 | F7 | C2 | 36557 | 36557 | Horizontal | ABCN | 103 | J6 | 36557 | Under Built(UB) | Bare | 102 | [13 empty] | 3 Phase |  |  | tamayo |  | ,
2026-02-05 | 10:48 | 103 | F7 | C2 | 36557 | 36557 | Horizontal | ABCN | 103 | J5 | 36557 | Under Built(UB) | Bare | 103 | [13 empty] | 3 Phase |  |  | tamayo |  | ,
2026-02-05 | 10:49 | 104 | F7 | C2 | 36557 | 36557 | Horizontal | ABCN | 104 | J5 | 36557 | Under Built(UB) | Bare | 104 | [13 empty] | 3 Phase | 124.5676 | 11.3013 | tamayo |  | 11.30132,124.56761
2026-02-05 | 10:50 | 105 | F7 | C14 | 36557 | 36557 | Horizontal | ABCN | 105 | J5 | 36557 | Under Built(UB) | Bare | 105 | [13 empty] | 3 Phase | 124.5676 | 11.3005 | tamayo |  | 11.30055,124.56764
2026-02-05 | 10:51 | 106 | F7 | C14 | 36557 | 36557 | Horizontal | ABCN | 106 | J5 | 36557 | Under Built(UB) | Bare | 105 | [13 empty] | 3 Phase | 124.5675 | 11.3005 | tamayo |  | 11.30051,124.56749
2026-02-05 | 10:51 | 106 | F7 | C14 | 36557 | 36557 | Horizontal | ABCN | 106 | J5 | 36557 | Under Built(UB) | Bare | 106 | [13 empty] | 3 Phase | 124.5675 | 11.3005 | tamayo |  | 11.30051,124.56749
2026-02-05 | 10:52 | 107 | F7 | C3 | 36557 | 36557 | Horizontal | ABCN | 107 | J5 | 36557 | Under Built(UB) | Bare | 106 | [13 empty] | 3 Phase | 124.5675 | 11.3005 | tamayo |  | 11.30051,124.56749
2026-02-05 | 10:53 | 107 | F7 | C3 | 36557 | 36557 | Horizontal | ABCN | 107 | J6 | 36557 | Under Built(UB) | Bare | 107 | [13 empty] | 3 Phase | 124.5675 | 11.3005 | tamayo |  | 11.30051,124.56749
2026-02-05 | 10:53 | 107 | F7 | C3 | 36557 | 36557 | Horizontal | ABCN | 107 | J6 | 36557 | Under Built(UB) | Bare | 107 | [5 empty] | a091197871 | Landis | 30 | 6 | AWG | 0.5 | 6 | AWG | 3 Phase | 124.5661 | 11.3002 | tamayo |  | 11.30023,124.5661
2026-02-05 | 10:53 | 107 | F7 | C3 | 36557 | 36557 | Horizontal | ABCN | 107 | J6 | 36557 | Under Built(UB) | Bare | 107 | [5 empty] | 201900064450 | Intec | 60 | 6 | AWG | 0.5 | 6 | AWG | 3 Phase | 124.5661 | 11.3002 | tamayo |  | 11.30023,124.5661
2026-02-05 | 10:55 | 108 | F7 | C14 | 36557 | 36557 | Horizontal | ABCN | 108 | J6 | 36557 | Under Built(UB) | Bare | 107 | [8 empty] | 6 | AWG | 0.5 | 6 | AWG | 3 Phase | 124.5663 | 11.3003 | tamayo |  | 11.30026,124.5663
2026-02-05 | 10:55 | 108 | F7 | C14 | 36557 | 36557 | Horizontal | ABCN | 108 | J5 | 36557 | Under Built(UB) | Bare | 108 | [8 empty] | 6 | AWG | 0.5 | 6 | AWG | 3 Phase | 124.5663 | 11.3003 | tamayo |  | 11.30026,124.5663
2026-02-05 | 10:56 | 109 | F7 | C2 | 36557 | 36557 | Horizontal | ABCN | 109 | J5 | 36557 | Under Built(UB) | Bare | 108 | [8 empty] | 6 | AWG | 0.5 | 6 | AWG | 3 Phase | 124.5663 | 11.3003 | tamayo |  | 11.30026,124.5663
2026-02-05 | 10:56 | 109 | F7 | C2 | 36557 | 36557 | Horizontal | ABCN | 109 | J5 | 36557 | Under Built(UB) | Bare | 109 | [8 empty] | 6 | AWG | 0.5 | 6 | AWG | 3 Phase | 124.5663 | 11.3003 | tamayo |  | 11.30026,124.5663
2026-02-05 | 10:56 | 109 | F7 | C2 | 36557 | 36557 | Horizontal | ABCN | 109 | J5 | 36557 | Under Built(UB) | Bare | 109 | [8 empty] | 6 | AWG | 0.5 | 6 | AWG | 3 Phase | 124.5663 | 11.3003 | tamayo |  | 11.30026,124.5663
2026-02-05 | 10:56 | 109 | F7 | C2 | 36557 | 36557 | Horizontal | ABCN | 109 | J5 | 36557 | Under Built(UB) | Bare | 109 | [8 empty] | 6 | AWG | 0.5 | 6 | AWG | 3 Phase | 124.5663 | 11.3003 | tamayo |  | 11.30026,124.5663
2026-02-05 | 10:57 | 110 | F7 | C3 | 36557 | 36557 | Horizontal | ABCN | 110 | J5 | 36557 | Under Built(UB) | Bare | 109 | [8 empty] | 6 | AWG | 0.5 | 6 | AWG | 3 Phase | 124.5663 | 11.3003 | tamayo |  | 11.30026,124.5663
2026-02-05 | 10:58 | 110 | F7 | C3 | 36557 | 36557 | Horizontal | ABCN | 110 | J6 | 36557 | Under Built(UB) | Bare | 110 | [8 empty] | 6 | AWG | 0.5 | 6 | AWG | 3 Phase | 124.5663 | 11.3003 | tamayo |  | 11.30026,124.5663
2026-02-05 | 10:58 | 110 | F7 | C3 | 36557 | 36557 | Horizontal | ABCN | 110 | J6 | 36557 | Under Built(UB) | Bare | 110 | [5 empty] | 201900067771 | Intec | 60 | 6 | AWG | 0.5 | 6 | AWG | 3 Phase | 124.5656 | 11.2985 | tamayo |  | 11.29846,124.56564
2026-02-05 | 10:59 | 111 | F7 | C7 | 36557 | 36557 | Horizontal | ABCN | 111 | J6 | 36557 | Under Built(UB) | Bare | 110 | [8 empty] | 6 | AWG | 0.5 | 6 | AWG | 3 Phase | 124.5656 | 11.2985 | tamayo |  | 11.29846,124.56564
2026-02-05 | 10:59 | 111 | F7 | C7 | 36557 | 36557 | Horizontal | ABCN | 111 | J6 | 36557 | Under Built(UB) | Bare | 110 | [8 empty] | 6 | AWG | 0.5 | 6 | AWG | 3 Phase | 124.5658 | 11.298 | tamayo |  | 11.29803,124.56577
2026-02-05 | 10:59 | 111 | F7 | C7 | 36557 | 36557 | Horizontal | ABCN | 111 | J6 | 36557 | Under Built(UB) | Bare | 110 | [8 empty] | 6 | AWG | 0.5 | 6 | AWG | 3 Phase | 124.5658 | 11.298 | tamayo |  | 11.29803,124.56577
2026-02-05 | 11:00 | 111 | F7 | C7 | 36557 | 36557 | Horizontal | ABCN | 111 | J6 | 36557 | Under Built(UB) | Bare | 111 | [8 empty] | 6 | AWG | 0.5 | 6 | AWG | 3 Phase | 124.5658 | 11.298 | tamayo |  | 11.29803,124.56577
2026-02-05 | 11:00 | 111 | F7 | C7 | 36557 | 36557 | Horizontal | ABCN | 111 | J6 | 36557 | Under Built(UB) | Bare | 111 | [5 empty] | 202400313903 | Intec | 60 | 6 | AWG | 0.5 | 6 | AWG | 3 Phase | 124.5658 | 11.298 | tamayo |  | 11.29803,124.56577
2026-02-05 | 11:00 | 111 | F7 | C7 | 36557 | 36557 | Horizontal | ABCN | 111 | J6 | 36557 | Under Built(UB) | Bare | 111 | [5 empty] | 202400315487 | Intec | 60 | 6 | AWG | 0.5 | 6 | AWG | 3 Phase | 124.5658 | 11.298 | tamayo |  | 11.29803,124.56577
2026-02-05 | 11:01 | 112 | F7 | C1 | 36557 | 36557 | Horizontal | ABCN | 112 | J5 | 36557 | Under Built(UB) | Bare | 112 | [8 empty] | 6 | AWG | 0.5 | 6 | AWG | 3 Phase | 124.5657 | 11.2981 | tamayo |  | 11.2981,124.56571
2026-02-05 | 11:02 | 113 | F7 | C1 | 36557 | 36557 | Horizontal | ABCN | 113 | J5 | 36557 | Under Built(UB) | Bare | 113 | [8 empty] | 6 | AWG | 0.5 | 6 | AWG | 3 Phase | 124.5664 | 11.2978 | tamayo |  | 11.29782,124.56642
2026-02-05 | 12:40 | 114 | F7 | C3 | 36557 | 36557 | Vertical | ABCN | 114 | [18 empty] | 3 Phase |  |  | tamayo |  | ,
2026-02-05 | 12:41 | 114 | F7 | C3 | 36557 | 36557 | Vertical | ABCN | 114 | J6 | 36557 | Under Built(UB) | Bare | 114 | [13 empty] | 3 Phase |  |  | tamayo |  | ,
2026-02-05 | 12:41 | 114 | F7 | C3 | 36557 | 36557 | Vertical | ABCN | 114 | J6 | 36557 | Under Built(UB) | Bare | 114 | [5 empty] | a291457822 | Landis | 30 | 6 | AWG | 0.5 | 6 | AWG | 3 Phase |  |  | tamayo |  | ,
2026-02-05 | 12:42 | 115 | F7 | C1 | 36557 | 36557 | Horizontal | ABCN | 115 | J6 | 36557 | Under Built(UB) | Bare | 114 | [8 empty] | 6 | AWG | 0.5 | 6 | AWG | 3 Phase |  |  | tamayo |  | ,
2026-02-05 | 12:42 | 115 | F7 | C1 | 36557 | 36557 | Horizontal | ABCN | 115 | J5 | 36557 | Under Built(UB) | Bare | 115 | [8 empty] | 6 | AWG | 0.5 | 6 | AWG | 3 Phase |  |  | tamayo |  | ,
2026-02-05 | 12:43 | 116 | F7 | C1 | 36557 | 36557 | Horizontal | ABCN | 116 | J5 | 36557 | Under Built(UB) | Bare | 115 | [8 empty] | 6 | AWG | 0.5 | 6 | AWG | 3 Phase |  |  | tamayo |  | ,
2026-02-05 | 12:43 | 116 | F7 | C1 | 36557 | 36557 | Horizontal | ABCN | 116 | J5 | 36557 | Under Built(UB) | Bare | 116 | [8 empty] | 6 | AWG | 0.5 | 6 | AWG | 3 Phase |  |  | tamayo |  | ,
2026-02-05 | 12:43 | 116 | F7 | C1 | 36557 | 36557 | Horizontal | ABCN | 116 | J5 | 36557 | Under Built(UB) | Bare | 116 | [5 empty] | 201900065512 | Intec | 60 | 6 | AWG | 0.5 | 6 | AWG | 3 Phase |  |  | tamayo |  | ,
2026-02-05 | 12:44 | 116 | F7 | C1 | 36557 | 36557 | Horizontal | ABCN | 116 | J5 | 36557 | Under Built(UB) | Bare | 116 | [5 empty] | 201900065519 | Intec | 60 | 6 | AWG | 0.5 | 6 | AWG | 3 Phase |  |  | tamayo |  | ,
2026-02-05 | 12:44 | 116 | F7 | C1 | 36557 | 36557 | Horizontal | ABCN | 116 | J5 | 36557 | Under Built(UB) | Bare | 116 | [5 empty] | 201700021879 | Intec | 60 | 6 | AWG | 0.5 | 6 | AWG | 3 Phase |  |  | tamayo |  | ,
2026-02-05 | 12:45 | 117 | F7 | C3 | 36557 | 36557 | Vertical | ABCN | 117 | J6 | 36557 | Under Built(UB) | Bare | 117 | [8 empty] | 6 | AWG | 0.5 | 6 | AWG | 3 Phase |  |  | tamayo |  | ,
2026-02-05 | 12:46 | 117 | F7 | C3 | 36557 | 36557 | Vertical | ABCN | 117 | J6 | 36557 | Under Built(UB) | Bare | 117 | [5 empty] | 201700020719 | Intec | 30 | 6 | AWG | 0.5 | 6 | AWG | 3 Phase |  |  | tamayo |  | ,
2026-02-05 | 12:46 | 117 | F7 | C3 | 36557 | 36557 | Vertical | ABCN | 117 | J6 | 36557 | Under Built(UB) | Bare | 117 | [5 empty] | 201700019841 | Intec | 30 | 6 | AWG | 0.5 | 6 | AWG | 3 Phase |  |  | tamayo |  | ,
2026-02-05 | 12:46 | 117 | F7 | C3 | 36557 | 36557 | Vertical | ABCN | 117 | J6 | 36557 | Under Built(UB) | Bare | 117 | [5 empty] | a091197687 | Landis | 30 | 6 | AWG | 0.5 | 6 | AWG | 3 Phase |  |  | tamayo |  | ,
2026-02-05 | 12:46 | 117 | F7 | C3 | 36557 | 36557 | Vertical | ABCN | 117 | J6 | 36557 | Under Built(UB) | Bare | 117 | [5 empty] | 487955 | Intec | 30 | 6 | AWG | 0.5 | 6 | AWG | 3 Phase | 124.5682 | 11.2959 | tamayo |  | 11.29593,124.56822
2026-02-05 | 12:48 | 118 | F7 | C2 | 36557 | 36557 | Horizontal | ABCN | 118 | J6 | 36557 | Under Built(UB) | Bare | 117 | [8 empty] | 6 | AWG | 0.5 | 6 | AWG | 3 Phase | 124.5682 | 11.2959 | tamayo |  | 11.29593,124.56822
2026-02-05 | 12:48 | 118 | F7 | C2 | 36557 | 36557 | Horizontal | ABCN | 118 | J5 | 36557 | Under Built(UB) | Bare | 118 | [8 empty] | 6 | AWG | 0.5 | 6 | AWG | 3 Phase | 124.5682 | 11.2959 | tamayo |  | 11.29593,124.56822
2026-02-05 | 12:49 | 119 | F7 | C3 | 36557 | 36557 | Vertical | ABCN | 119 | J6 | 36557 | Under Built(UB) | Bare | 119 | [8 empty] | 6 | AWG | 0.5 | 6 | AWG | 3 Phase | 124.5682 | 11.2959 | tamayo |  | 11.29593,124.56822
2026-02-05 | 12:50 | 119 | F7 | C3 | 36557 | 36557 | Vertical | ABCN | 119 | J6 | 36557 | Under Built(UB) | Bare | 119 | [5 empty] | 202400048615 | Intec | 60 | 6 | AWG | 0.5 | 6 | AWG | 3 Phase | 124.5682 | 11.2959 | tamayo |  | 11.29593,124.56822
2026-02-05 | 12:51 | 120 | F7 | C1 | 36557 | 36557 | Horizontal | ABCN | 120 | J5 | 36557 | Under Built(UB) | Bare | 120 | [8 empty] | 6 | AWG | 0.5 | 6 | AWG | 3 Phase | 124.5692 | 11.2954 | tamayo |  | 11.29537,124.56918
2026-02-05 | 12:52 | 120 | F7 | C1 | 36557 | 36557 | Horizontal | ABCN | 120 | J5 | 36557 | Under Built(UB) | Bare | 120 | [5 empty] | 12664993 | Enertek | 60 | 6 | AWG | 0.5 | 6 | AWG | 3 Phase | 124.5692 | 11.2945 | tamayo |  | 11.29446,124.56917
2026-02-05 | 12:53 | 121 | F7 | C1 | 36557 | 36557 | Horizontal | ABCN | 121 | J5 | 36557 | Under Built(UB) | Bare | 121 | [8 empty] | 6 | AWG | 0.5 | 6 | AWG | 3 Phase | 124.5692 | 11.2945 | tamayo |  | 11.29446,124.56917
2026-02-05 | 12:53 | 121 | F7 | C2 | 36557 | 36557 | Horizontal | ABCN | 121 | J5 | 36557 | Under Built(UB) | Bare | 121 | [8 empty] | 6 | AWG | 0.5 | 6 | AWG | 3 Phase | 124.5692 | 11.2945 | tamayo |  | 11.29446,124.56917
2026-02-05 | 12:53 | 121 | F7 | C2 | 36557 | 36557 | Horizontal | ABCN | 121 | J5 | 36557 | Under Built(UB) | Bare | 121 | [8 empty] | 6 | AWG | 0.5 | 6 | AWG | 3 Phase | 124.5692 | 11.2945 | tamayo |  | 11.29446,124.56917
2026-02-05 | 12:54 | 122 | F7 | C1 | 36557 | 36557 | Horizontal | ABCN | 122 | J5 | 36557 | Under Built(UB) | Bare | 121 | [8 empty] | 6 | AWG | 0.5 | 6 | AWG | 3 Phase | 124.5679 | 11.294 | tamayo |  | 11.29396,124.56787
2026-02-05 | 12:54 | 122 | F7 | C1 | 36557 | 36557 | Horizontal | ABCN | 122 | J5 | 36557 | Under Built(UB) | Bare | 122 | [8 empty] | 6 | AWG | 0.5 | 6 | AWG | 3 Phase | 124.5679 | 11.294 | tamayo |  | 11.29396,124.56787
2026-02-05 | 12:57 | 123 | F7 | C3 | 36557 | 36557 | Vertical | ABCN | 123 | J5 | 36557 | Under Built(UB) | Bare | 122 | [8 empty] | 6 | AWG | 0.5 | 6 | AWG | 3 Phase | 124.5675 | 11.2928 | tamayo |  | 11.29278,124.56755
2026-02-05 | 12:57 | 123 | F7 | C3 | 36557 | 36557 | Vertical | ABCN | 123 | J5 | 36557 | Under Built(UB) | Bare | 122 | [8 empty] | 6 | AWG | 0.5 | 6 | AWG | 3 Phase | 124.5675 | 11.2928 | tamayo |  | 11.29278,124.56755
2026-02-05 | 12:57 | 123 | F7 | C3 | 36557 | 36557 | Vertical | ABCN | 123 | J6 | 36557 | Under Built(UB) | Bare | 123 | [8 empty] | 6 | AWG | 0.5 | 6 | AWG | 3 Phase | 124.5676 | 11.2927 | tamayo |  | 11.29271,124.56757
2026-02-05 | 12:57 | 123 | F7 | C3 | 36557 | 36557 | Vertical | ABCN | 123 | J6 | 36557 | Under Built(UB) | Bare | 123 | [5 empty] | a321249178 | Landis | 60 | 6 | AWG | 0.5 | 6 | AWG | 3 Phase | 124.5675 | 11.2926 | tamayo |  | 11.29264,124.56753
2026-02-05 | 12:57 | 123 | F7 | C3 | 36557 | 36557 | Vertical | ABCN | 123 | J6 | 36557 | Under Built(UB) | Bare | 123 | [5 empty] | a211069065 | Landis | 30 | 6 | AWG | 0.5 | 6 | AWG | 3 Phase | 124.5675 | 11.2926 | tamayo |  | 11.29264,124.56753
2026-02-05 | 12:58 | 123 | F7 | C3 | 36557 | 36557 | Vertical | ABCN | 123 | J6 | 36557 | Under Built(UB) | Bare | 123 | [5 empty] | 202200099246 | Intec | 30 | 6 | AWG | 0.5 | 6 | AWG | 3 Phase | 124.5675 | 11.2926 | tamayo |  | 11.29264,124.56753
2026-02-05 | 12:58 | 123 | F7 | C3 | 36557 | 36557 | Vertical | ABCN | 123 | J6 | 36557 | Under Built(UB) | Bare | 123 | [5 empty] | 201800152015 | Intec | 60 | 6 | AWG | 0.5 | 6 | AWG | 3 Phase | 124.5675 | 11.2926 | tamayo |  | 11.29264,124.56753
2026-02-05 | 12:58 | 123 | F7 | C3 | 36557 | 36557 | Vertical | ABCN | 123 | J6 | 36557 | Under Built(UB) | Bare | 123 | [5 empty] | a351389505 | Landis | 60 | 6 | AWG | 0.5 | 6 | AWG | 3 Phase | 124.5675 | 11.2926 | tamayo |  | 11.29264,124.56753
2026-02-05 | 12:58 | 123 | F7 | C3 | 36557 | 36557 | Vertical | ABCN | 123 | J6 | 36557 | Under Built(UB) | Bare | 123 | [5 empty] | SCL77289 | Landis | 60 | 6 | AWG | 0.5 | 6 | AWG | 3 Phase | 124.5674 | 11.2927 | tamayo |  | 11.29269,124.56738
2026-02-05 | 12:58 | 123 | F7 | C3 | 36557 | 36557 | Vertical | ABCN | 123 | J6 | 36557 | Under Built(UB) | Bare | 123 | [5 empty] | 201700024345 | Intec | 60 | 6 | AWG | 0.5 | 6 | AWG | 3 Phase | 124.5674 | 11.2927 | tamayo |  | 11.29269,124.56738
2026-02-05 | 12:59 | 123 | F7 | C3 | 36557 | 36557 | Vertical | ABCN | 123 | J6 | 36557 | Under Built(UB) | Bare | 123 | [5 empty] | 131006066 | Safari | 60 | 6 | AWG | 0.5 | 6 | AWG | 3 Phase | 124.5674 | 11.2927 | tamayo |  | 11.29269,124.56738
2026-02-05 | 13:03 | 123-1 | F7 | A2 | 36557 | 36557 | Vertical | AN | 123-1 | J6 | 36557 | Under Built(UB) | Bare | 123 | [8 empty] | 6 | AWG | 0.5 | 6 | AWG | Single Phase | 124.5674 | 11.2927 | tamayo |  | 11.29269,124.56735
2026-02-05 | 13:03 | 123-1 | F7 | A2 | 36557 | 36557 | Vertical | AN | 123-1 | J6 | 36557 | Under Built(UB) | Bare | 123-1 | [8 empty] | 6 | AWG | 0.5 | 6 | AWG | Single Phase | 124.5674 | 11.2927 | tamayo |  | 11.29269,124.56735
2026-02-05 | 13:04 | 123-2 | F7 | A2 | 36557 | 36557 | Vertical | AN | 123-2 | J6 | 36557 | Under Built(UB) | Bare | 123-1 | [8 empty] | 6 | AWG | 0.5 | 6 | AWG | Single Phase | 124.5674 | 11.2927 | tamayo |  | 11.29269,124.56735
2026-02-05 | 13:04 | 123-2 | F7 | A2 | 36557 | 36557 | Vertical | AN | 123-2 | J5 | 36557 | Under Built(UB) | Bare | 123-2 | [8 empty] | 6 | AWG | 0.5 | 6 | AWG | Single Phase | 124.5674 | 11.2927 | tamayo |  | 11.29269,124.56735
2026-02-05 | 13:06 | 123-3 | F7 | A6 | 36557 | 36557 | Vertical | AN | 123-3 | J5 | 36557 | Under Built(UB) | Bare | 123-2 | [8 empty] | 6 | AWG | 0.5 | 6 | AWG | Single Phase | 124.5671 | 11.2926 | tamayo |  | 11.29263,124.56713
2026-02-05 | 13:06 | 123-3 | F7 | A6 | 36557 | 36557 | Vertical | AN | 123-3 | J6 | 36557 | Under Built(UB) | Bare | 123-3 | [8 empty] | 6 | AWG | 0.5 | 6 | AWG | Single Phase | 124.5671 | 11.2926 | tamayo |  | 11.29263,124.56713
2026-02-05 | 13:06 | 123-3 | F7 | A6 | 36557 | 36557 | Vertical | AN | 123-3 | J6 | 36557 | Under Built(UB) | Bare | 123-3 | 25 | Sole | 123-3 | AN | No |  |  |  | 6 | AWG | 0.5 | 6 | AWG | Single Phase | 124.5669 | 11.2925 | tamayo |  | 11.29252,124.56691
2026-02-05 | 13:07 | 123-3 | F7 | A6 | 36557 | 36557 | Vertical | AN | 123-3 | J6 | 36557 | Under Built(UB) | Bare | 123-3 | 25 | Sole | 123-3 | AN | No | 250729434 | EDMI | 20 | 6 | AWG | 0.5 | 6 | AWG | Single Phase | 124.5669 | 11.2925 | tamayo |  | 11.29252,124.56691
2026-02-05 | 13:11 | 124 | F7 | C1 | 36557 | 36557 | Horizontal | ABCN | 124 | J6 | 36557 | Under Built(UB) | Bare | 123-3 | 25 | Sole | 123-3 | AN | No |  |  |  | 6 | AWG | 0.5 | 6 | AWG | 3 Phase | 124.5665 | 11.2926 | tamayo |  | 11.29258,124.56649
2026-02-05 | 13:11 | 124 | F7 | C1 | 36557 | 36557 | Horizontal | ABCN | 124 | J5 | 36557 | Under Built(UB) | Bare | 124 |  |  |  | AN |  |  |  |  | 6 | AWG | 0.5 | 6 | AWG | 3 Phase | 124.5665 | 11.2926 | tamayo |  | 11.29258,124.56649
2026-02-05 | 13:14 | 125 | F7 | C1 | 36557 | 36557 | Horizontal | ABCN | 125 | J5 | 36557 | Under Built(UB) | Bare | 124 |  |  |  | AN |  |  |  |  | 6 | AWG | 0.5 | 6 | AWG | 3 Phase | 124.5679 | 11.2922 | tamayo |  | 11.29224,124.56794
2026-02-05 | 13:14 | 125 | F7 | C1 | 36557 | 36557 | Horizontal | ABCN | 125 | J5 | 36557 | Under Built(UB) | Bare | 125 |  |  |  | AN |  |  |  |  | 6 | AWG | 0.5 | 6 | AWG | 3 Phase | 124.5679 | 11.2922 | tamayo |  | 11.29224,124.56794
2026-02-05 | 13:14 | 125 | F7 | C1 | 36557 | 36557 | Horizontal | ABCN | 125 | J5 | 36557 | Under Built(UB) | Bare | 125 |  |  |  | AN |  | 201700024551 | Intec | 60 | 6 | AWG | 0.5 | 6 | AWG | 3 Phase | 124.5679 | 11.2922 | tamayo |  | 11.29224,124.56794
2026-02-05 | 13:14 | 125 | F7 | C1 | 36557 | 36557 | Horizontal | ABCN | 125 | J5 | 36557 | Under Built(UB) | Bare | 125 |  |  |  | AN |  | 201700020580 | Intec | 60 | 6 | AWG | 0.5 | 6 | AWG | 3 Phase | 124.5686 | 11.2919 | tamayo |  | 11.29194,124.56859
2026-02-05 | 13:17 | 126 | F7 | C3 | 36557 | 36557 | Horizontal | ABCN | 126 | J5 | 36557 | Under Built(UB) | Bare | 125 |  |  |  | AN |  |  |  |  | 6 | AWG | 0.5 | 6 | AWG | 3 Phase | 124.5701 | 11.2921 | tamayo |  | 11.29209,124.57006
2026-02-05 | 13:17 | 126 | F7 | C3 | 36557 | 36557 | Horizontal | ABCN | 126 | J6 | 36557 | Under Built(UB) | Bare | 126 |  |  |  | AN |  |  |  |  | 6 | AWG | 0.5 | 6 | AWG | 3 Phase | 124.5701 | 11.2921 | tamayo |  | 11.29209,124.57006
2026-02-05 | 13:17 | 126 | F7 | C3 | 36557 | 36557 | Horizontal | ABCN | 126 | J6 | 36557 | Under Built(UB) | Bare | 126 | 25 | Common | 126 | AN | No |  |  |  | 6 | AWG | 0.5 | 6 | AWG | 3 Phase | 124.5689 | 11.2912 | tamayo |  | 11.29123,124.56893
2026-02-05 | 13:17 | 126 | F7 | C3 | 36557 | 36557 | Horizontal | ABCN | 126 | J6 | 36557 | Under Built(UB) | Bare | 126 | 25 | Common | 126 | AN | No | a071013648 | Landis | 60 | 6 | AWG | 0.5 | 6 | AWG | 3 Phase | 124.5689 | 11.2912 | tamayo |  | 11.29123,124.56893
2026-02-05 | 13:18 | 126 | F7 | C3 | 36557 | 36557 | Horizontal | ABCN | 126 | J6 | 36557 | Under Built(UB) | Bare | 126 | 25 | Common | 126 | AN | No | 201900039837 | Intec | 60 | 6 | AWG | 0.5 | 6 | AWG | 3 Phase | 124.5689 | 11.2912 | tamayo |  | 11.29123,124.56893
2026-02-05 | 13:18 | 126 | F7 | C3 | 36557 | 36557 | Horizontal | ABCN | 126 | J6 | 36557 | Under Built(UB) | Bare | 126 | 25 | Common | 126 | AN | No | 201700023189 | Intec | 30 | 6 | AWG | 0.5 | 6 | AWG | 3 Phase | 124.5689 | 11.2912 | tamayo |  | 11.29123,124.56893
2026-02-05 | 13:18 | 126 | F7 | C3 | 36557 | 36557 | Horizontal | ABCN | 126 | J6 | 36557 | Under Built(UB) | Bare | 126 | 25 | Common | 126 | AN | No | SCL78217 | Landis | 30 | 6 | AWG | 0.5 | 6 | AWG | 3 Phase | 124.5687 | 11.2915 | tamayo |  | 11.29154,124.56872
2026-02-05 | 13:18 | 126 | F7 | C3 | 36557 | 36557 | Horizontal | ABCN | 126 | J6 | 36557 | Under Built(UB) | Bare | 126 | 25 | Common | 126 | AN | No | a151538676 | Landis | 100 | 6 | AWG | 0.5 | 6 | AWG | 3 Phase | 124.5687 | 11.2915 | tamayo |  | 11.29154,124.56872
2026-02-05 | 13:18 | 126 | F7 | C3 | 36557 | 36557 | Horizontal | ABCN | 126 | J6 | 36557 | Under Built(UB) | Bare | 126 | 25 | Common | 126 | AN | No | a321247120 | Landis | 60 | 6 | AWG | 0.5 | 6 | AWG | 3 Phase | 124.5687 | 11.2915 | tamayo |  | 11.29154,124.56872
2026-02-05 | 13:18 | 126 | F7 | C3 | 36557 | 36557 | Horizontal | ABCN | 126 | J6 | 36557 | Under Built(UB) | Bare | 126 | 25 | Common | 126 | AN | No | a151538364 | Landis | 60 | 6 | AWG | 0.5 | 6 | AWG | 3 Phase | 124.5687 | 11.2915 | tamayo |  | 11.29154,124.56872
2026-02-05 | 13:19 | 126 | F7 | C3 | 36557 | 36557 | Horizontal | ABCN | 126 | J6 | 36557 | Under Built(UB) | Bare | 126 | 25 | Common | 126 | AN | No | a151537532 | Landis | 60 | 6 | AWG | 0.5 | 6 | AWG | 3 Phase | 124.5687 | 11.2915 | tamayo |  | 11.29154,124.56872
2026-02-05 | 13:19 | 126 | F7 | C3 | 36557 | 36557 | Horizontal | ABCN | 126 | J6 | 36557 | Under Built(UB) | Bare | 126 | 25 | Common | 126 | AN | No | a151539029 | Landis | 60 | 6 | AWG | 0.5 | 6 | AWG | 3 Phase | 124.569 | 11.2913 | tamayo |  | 11.2913,124.56901
2026-02-05 | 13:19 | 126 | F7 | C3 | 36557 | 36557 | Horizontal | ABCN | 126 | J6 | 36557 | Under Built(UB) | Bare | 126 | 25 | Common | 126 | AN | No | 361810 |  | 60 | 6 | AWG | 0.5 | 6 | AWG | 3 Phase | 124.569 | 11.2913 | tamayo |  | 11.2913,124.56901
2026-02-05 | 13:20 | 126 | F7 | C3 | 36557 | 36557 | Horizontal | ABCN | 126 | J6 | 36557 | Under Built(UB) | Bare | 126 | 25 | Common | 126 | AN | No | a221480929 | Landis | 60 | 6 | AWG | 0.5 | 6 | AWG | 3 Phase | 124.569 | 11.2913 | tamayo |  | 11.2913,124.56901
2026-02-05 | 13:20 | 126 | F7 | C3 | 36557 | 36557 | Horizontal | ABCN | 126 | J6 | 36557 | Under Built(UB) | Bare | 126 | 25 | Common | 126 | AN | No | a221480925 | Landis | 60 | 6 | AWG | 0.5 | 6 | AWG | 3 Phase | 124.569 | 11.2913 | tamayo |  | 11.2913,124.56901
2026-02-05 | 13:20 | 126 | F7 | C3 | 36557 | 36557 | Horizontal | ABCN | 126 | J6 | 36557 | Under Built(UB) | Bare | 126 | 25 | Common | 126 | AN | No | a351059008 | Landis | 60 | 6 | AWG | 0.5 | 6 | AWG | 3 Phase | 124.5691 | 11.2916 | tamayo |  | 11.29159,124.5691
2026-02-05 | 13:20 | 126 | F7 | C3 | 36557 | 36557 | Horizontal | ABCN | 126 | J6 | 36557 | Under Built(UB) | Bare | 126 | 25 | Common | 126 | AN | No | a351389551 | Landis | 60 | 6 | AWG | 0.5 | 6 | AWG | 3 Phase | 124.5691 | 11.2916 | tamayo |  | 11.29159,124.5691
2026-02-05 | 13:21 | 126 | F7 | C3 | 36557 | 36557 | Horizontal | ABCN | 126 | J6 | 36557 | Under Built(UB) | Bare | 126 | 25 | Common | 126 | AN | No | a101212023 | Landis | 60 | 6 | AWG | 0.5 | 6 | AWG | 3 Phase | 124.5691 | 11.2916 | tamayo |  | 11.29159,124.5691
2026-02-05 | 13:22 | 127 | F7 | C14 | 36557 | 36557 | Horizontal | ABCN | 127 | J6 | 36557 | Under Built(UB) | Bare | 126 | 25 | Common | 126 | AN | No |  |  |  | 6 | AWG | 0.5 | 6 | AWG | 3 Phase | 124.5689 | 11.2912 | tamayo |  | 11.29115,124.56891
2026-02-05 | 13:22 | 127 | F7 | C14 | 36557 | 36557 | Horizontal | ABCN | 127 | J6 | 36557 | Under Built(UB) | Bare | 126 | 25 | Common | 126 | AN | No |  |  |  | 6 | AWG | 0.5 | 6 | AWG | 3 Phase | 124.569 | 11.2911 | tamayo |  | 11.29112,124.56896
2026-02-05 | 13:22 | 127 | F7 | C14 | 36557 | 36557 | Horizontal | ABCN | 127 | J5 | 36557 | Under Built(UB) | Bare | 127 | 25 | Common | 126 | AN | No |  |  |  | 6 | AWG | 0.5 | 6 | AWG | 3 Phase | 124.569 | 11.2911 | tamayo |  | 11.29112,124.56896
2026-02-05 | 13:22 | 127 | F7 | C14 | 36557 | 36557 | Horizontal | ABCN | 127 | J5 | 36557 | Under Built(UB) | Bare | 127 |  |  |  | AN |  | a381110679 | Landis | 30 | 6 | AWG | 0.5 | 6 | AWG | 3 Phase | 124.5686 | 11.2912 | tamayo |  | 11.2912,124.56864
2026-02-05 | 13:23 | 127 | F7 | C14 | 36557 | 36557 | Horizontal | ABCN | 127 | J5 | 36557 | Under Built(UB) | Bare | 127 |  |  |  | AN |  | 361802 |  | 60 | 6 | AWG | 0.5 | 6 | AWG | 3 Phase | 124.5686 | 11.2912 | tamayo |  | 11.2912,124.56864
2026-02-05 | 13:23 | 127 | F7 | C14 | 36557 | 36557 | Horizontal | ABCN | 127 | J5 | 36557 | Under Built(UB) | Bare | 127 |  |  |  | AN |  | a351389506 | Landis | 60 | 6 | AWG | 0.5 | 6 | AWG | 3 Phase | 124.5686 | 11.2912 | tamayo |  | 11.2912,124.56864
2026-02-05 | 13:23 | 127 | F7 | C14 | 36557 | 36557 | Horizontal | ABCN | 127 | J5 | 36557 | Under Built(UB) | Bare | 127 |  |  |  | AN |  | a351390801 | Landis | 30 | 6 | AWG | 0.5 | 6 | AWG | 3 Phase | 124.5686 | 11.2912 | tamayo |  | 11.2912,124.56864
2026-02-05 | 13:23 | 127 | F7 | C14 | 36557 | 36557 | Horizontal | ABCN | 127 | J5 | 36557 | Under Built(UB) | Bare | 127 |  |  |  | AN |  | a151538696 | Landis | 30 | 6 | AWG | 0.5 | 6 | AWG | 3 Phase | 124.5686 | 11.2912 | tamayo |  | 11.2912,124.56864
2026-02-05 | 13:24 | 128 | F7 | C14 | 36557 | 36557 | Horizontal | ABCN | 128 | J5 | 36557 | Under Built(UB) | Bare | 127 |  |  |  | AN |  |  |  |  | 6 | AWG | 0.5 | 6 | AWG | 3 Phase | 124.5686 | 11.2908 | tamayo |  | 11.29076,124.56862
2026-02-05 | 13:24 | 128 | F7 | C14 | 36557 | 36557 | Horizontal | ABCN | 128 | J5 | 36557 | Under Built(UB) | Bare | 128 |  |  |  | AN |  |  |  |  | 6 | AWG | 0.5 | 6 | AWG | 3 Phase | 124.5686 | 11.2908 | tamayo |  | 11.29076,124.56862
2026-02-05 | 13:25 | 128 | F7 | C14 | 36557 | 36557 | Horizontal | ABCN | 128 | J5 | 36557 | Under Built(UB) | Bare | 128 |  |  |  | AN |  | a351390933 | Landis | 60 | 6 | AWG | 0.5 | 6 | AWG | 3 Phase | 124.5684 | 11.2908 | tamayo |  | 11.29077,124.56842
2026-02-05 | 13:25 | 128 | F7 | C14 | 36557 | 36557 | Horizontal | ABCN | 128 | J5 | 36557 | Under Built(UB) | Bare | 128 |  |  |  | AN |  | a351390661 | Landis | 60 | 6 | AWG | 0.5 | 6 | AWG | 3 Phase | 124.5684 | 11.2908 | tamayo |  | 11.29077,124.56838
2026-02-05 | 13:28 | 128-1 | F7 | A6 | 36557 | 36557 | Vertical | AN | 128-1 | J5 | 36557 | Under Built(UB) | Bare | 128 |  |  |  | AN |  |  |  |  | 6 | AWG | 0.5 | 6 | AWG | Single Phase | 124.5685 | 11.2903 | tamayo |  | 11.29032,124.56854
2026-02-05 | 13:28 | 128-1 | F7 | A6 | 36557 | 36557 | Vertical | AN | 128-1 | J6 | 36557 | Under Built(UB) | Bare | 128-1 |  |  |  | AN |  |  |  |  | 6 | AWG | 0.5 | 6 | AWG | Single Phase | 124.5685 | 11.2903 | tamayo |  | 11.29032,124.56854
2026-02-05 | 13:28 | 128-1 | F7 | A6 | 36557 | 36557 | Vertical | AN | 128-1 | J6 | 36557 | Under Built(UB) | Bare | 128-1 | 15 | Sole | 128-1 | AN | No |  |  |  | 6 | AWG | 0.5 | 6 | AWG | Single Phase | 124.5685 | 11.2906 | tamayo |  | 11.29063,124.56853
2026-02-05 | 13:29 | 128-1 | F7 | A6 | 36557 | 36557 | Vertical | AN | 128-1 | J6 | 36557 | Under Built(UB) | Bare | 128-1 | 15 | Sole | 128-1 | AN | No | 808034550 | EDMI | 30 | 6 | AWG | 0.5 | 6 | AWG | Single Phase | 124.5685 | 11.2906 | tamayo |  | 11.29063,124.56853
2026-02-05 | 13:30 | 129 | F7 | C1 | 36557 | 36557 | Horizontal | ABCN | 129 | J6 | 36557 | Under Built(UB) | Bare | 128-1 | 15 | Sole | 128-1 | AN | No |  |  |  | 6 | AWG | 0.5 | 6 | AWG | 3 Phase | 124.5683 | 11.2905 | tamayo |  | 11.29048,124.56833
2026-02-05 | 13:30 | 129 | F7 | C1 | 36557 | 36557 | Horizontal | ABCN | 129 | J5 | 36557 | Under Built(UB) | Bare | 129 |  |  |  | AN |  |  |  |  | 6 | AWG | 0.5 | 6 | AWG | 3 Phase | 124.5683 | 11.2905 | tamayo |  | 11.29048,124.56833
2026-02-05 | 13:31 | 129 | F7 | C1 | 36557 | 36557 | Horizontal | ABCN | 129 | J5 | 36557 | Under Built(UB) | Bare | 129 |  |  |  | AN |  | 202501003730 | Techen | 60 | 6 | AWG | 0.5 | 6 | AWG | 3 Phase | 124.5682 | 11.2901 | tamayo |  | 11.2901,124.5682
2026-02-05 | 13:31 | 129 | F7 | C1 | 36557 | 36557 | Horizontal | ABCN | 129 | J5 | 36557 | Under Built(UB) | Bare | 129 |  |  |  | AN |  | 359984 |  | 30 | 6 | AWG | 0.5 | 6 | AWG | 3 Phase | 124.5682 | 11.2901 | tamayo |  | 11.2901,124.5682
2026-02-05 | 13:31 | 129 | F7 | C1 | 36557 | 36557 | Horizontal | ABCN | 129 | J5 | 36557 | Under Built(UB) | Bare | 129 |  |  |  | AN |  | SCL77280 | Landis | 60 | 6 | AWG | 0.5 | 6 | AWG | 3 Phase | 124.5682 | 11.2901 | tamayo |  | 11.2901,124.5682
2026-02-05 | 13:32 | 130 | F7 | C1 | 36557 | 36557 | Horizontal | ABCN | 130 | J5 | 36557 | Under Built(UB) | Bare | 129 |  |  |  | AN |  |  |  |  | 6 | AWG | 0.5 | 6 | AWG | 3 Phase | 124.5685 | 11.29 | tamayo |  | 11.29,124.5685
2026-02-05 | 13:32 | 130 | F7 | C3 | 36557 | 36557 | Vertical | ABCN | 130 | J5 | 36557 | Under Built(UB) | Bare | 129 |  |  |  | AN |  |  |  |  | 6 | AWG | 0.5 | 6 | AWG | 3 Phase | 124.5685 | 11.2894 | tamayo |  | 11.28936,124.56849
2026-02-05 | 13:32 | 130 | F7 | C3 | 36557 | 36557 | Vertical | ABCN | 130 | J6 | 36557 | Under Built(UB) | Bare | 130 |  |  |  | AN |  |  |  |  | 6 | AWG | 0.5 | 6 | AWG | 3 Phase | 124.5685 | 11.2894 | tamayo |  | 11.28936,124.56849
2026-02-05 | 13:33 | 130 | F7 | C3 | 36557 | 36557 | Vertical | ABCN | 130 | J6 | 36557 | Under Built(UB) | Bare | 130 |  |  |  | AN |  | a091197685 | Landis | 30 | 6 | AWG | 0.5 | 6 | AWG | 3 Phase | 124.5685 | 11.2895 | tamayo |  | 11.28949,124.5685
2026-02-05 | 13:34 | 131 | F7 | C1 | 36557 | 36557 | Vertical | ABCN | 131 | J6 | 36557 | Under Built(UB) | Bare | 130 |  |  |  | AN |  |  |  |  | 6 | AWG | 0.5 | 6 | AWG | 3 Phase | 124.5685 | 11.2895 | tamayo |  | 11.28949,124.5685
2026-02-05 | 13:34 | 131 | F7 | C1 | 36557 | 36557 | Vertical | ABCN | 131 | J6 | 36557 | Under Built(UB) | Bare | 131 |  |  |  | AN |  |  |  |  | 6 | AWG | 0.5 | 6 | AWG | 3 Phase | 124.5682 | 11.2893 | tamayo |  | 11.28929,124.5682
2026-02-05 | 13:35 | 131 | F7 | C1 | 36557 | 36557 | Vertical | ABCN | 131 | J6 | 36557 | Under Built(UB) | Bare | 131 |  |  |  | AN |  | 202501001717 | Techen | 30 | 6 | AWG | 0.5 | 6 | AWG | 3 Phase | 124.5683 | 11.2894 | tamayo |  | 11.28938,124.56825
2026-02-05 | 13:35 | 131 | F7 | C1 | 36557 | 36557 | Vertical | ABCN | 131 | J6 | 36557 | Under Built(UB) | Bare | 131 |  |  |  | AN |  | a091197428 | Landis | 60 | 6 | AWG | 0.5 | 6 | AWG | 3 Phase | 124.5683 | 11.2894 | tamayo |  | 11.28938,124.56825
2026-02-05 | 13:35 | 131 | F7 | C1 | 36557 | 36557 | Vertical | ABCN | 131 | J6 | 36557 | Under Built(UB) | Bare | 131 |  |  |  | AN |  | a351390911 | Landis | 30 | 6 | AWG | 0.5 | 6 | AWG | 3 Phase | 124.5683 | 11.2894 | tamayo |  | 11.28938,124.56825
2026-02-05 | 13:35 | 131 | F7 | C1 | 36557 | 36557 | Vertical | ABCN | 131 | J6 | 36557 | Under Built(UB) | Bare | 131 |  |  |  | AN |  | 202400314588 | Intec | 60 | 6 | AWG | 0.5 | 6 | AWG | 3 Phase | 124.5683 | 11.2894 | tamayo |  | 11.28938,124.56825
2026-02-05 | 13:35 | 131 | F7 | C1 | 36557 | 36557 | Vertical | ABCN | 131 | J6 | 36557 | Under Built(UB) | Bare | 131 |  |  |  | AN |  | 361814 |  | 60 | 6 | AWG | 0.5 | 6 | AWG | 3 Phase | 124.5682 | 11.2893 | tamayo |  | 11.28933,124.56824
2026-02-05 | 13:37 | 131-a | F7 | A2 | 36557 | 36557 | Vertical | AN | 131-a | J6 | 36557 | Under Built(UB) | Bare | 131 |  |  |  | AN |  |  |  |  | 6 | AWG | 0.5 | 6 | AWG | Single Phase | 124.5684 | 11.2887 | tamayo |  | 11.28874,124.56842
2026-02-05 | 13:37 | 131-a | F7 | A2 | 36557 | 36557 | Vertical | AN | 131-a | J5 | 36557 | Open Secondary(OS) | Bare | 131-a |  |  |  | AN |  |  |  |  | 6 | AWG | 0.5 | 6 | AWG | Single Phase | 124.5685 | 11.2888 | tamayo |  | 11.28876,124.56851
2026-02-05 | 13:39 | 131-b | F7 | A2 | 36557 | 36557 | Vertical | AN | 131-b | J5 | 36557 | Open Secondary(OS) | Bare | 131-a |  |  |  | AN |  |  |  |  | 6 | AWG | 0.5 | 6 | AWG | Single Phase | 124.5686 | 11.2887 | tamayo |  | 11.28869,124.56856
2026-02-05 | 13:39 | 131-b | F7 | A2 | 36557 | 36557 | Vertical | AN | 131-b | J5 | 36557 | Open Secondary(OS) | Bare | 131-b |  |  |  | AN |  |  |  |  | 6 | AWG | 0.5 | 6 | AWG | Single Phase | 124.5692 | 11.2881 | tamayo |  | 11.28807,124.56923
2026-02-05 | 13:40 | 131-b | F7 | A2 | 36557 | 36557 | Vertical | AN | 131-b | J5 | 36557 | Open Secondary(OS) | Bare | 131-b |  |  |  | AN |  | a1512246693 | Landis | 60 | 6 | AWG | 0.5 | 6 | AWG | Single Phase | 124.5692 | 11.2881 | tamayo |  | 11.28807,124.56923
2026-02-05 | 13:40 | 131-b | F7 | A2 | 36557 | 36557 | Vertical | AN | 131-b | J5 | 36557 | Open Secondary(OS) | Bare | 131-b |  |  |  | AN |  | a151246699 | Landis | 60 | 6 | AWG | 0.5 | 6 | AWG | Single Phase | 124.569 | 11.288 | tamayo |  | 11.28801,124.56902
2026-02-05 | 13:40 | 131-b | F7 | A2 | 36557 | 36557 | Vertical | AN | 131-b | J5 | 36557 | Open Secondary(OS) | Bare | 131-b |  |  |  | AN |  | 201900040389 | Intec | 60 | 6 | AWG | 0.5 | 6 | AWG | Single Phase | 124.569 | 11.288 | tamayo |  | 11.28801,124.56902
2026-02-05 | 13:40 | 131-b | F7 | A2 | 36557 | 36557 | Vertical | AN | 131-b | J5 | 36557 | Open Secondary(OS) | Bare | 131-b |  |  |  | AN |  | a151246679 | Landis | 60 | 6 | AWG | 0.5 | 6 | AWG | Single Phase | 124.569 | 11.288 | tamayo |  | 11.28801,124.56902
2026-02-05 | 13:40 | 131-b | F7 | A2 | 36557 | 36557 | Vertical | AN | 131-b | J5 | 36557 | Open Secondary(OS) | Bare | 131-b |  |  |  | AN |  | a151246698 | Landis | 60 | 6 | AWG | 0.5 | 6 | AWG | Single Phase | 124.569 | 11.288 | tamayo |  | 11.28801,124.56902
2026-02-05 | 13:41 | 131-b | F7 | A2 | 36557 | 36557 | Vertical | AN | 131-b | J5 | 36557 | Open Secondary(OS) | Bare | 131-b |  |  |  | AN |  | a151247370 | Landis | 60 | 6 | AWG | 0.5 | 6 | AWG | Single Phase | 124.569 | 11.288 | tamayo |  | 11.28801,124.56902
2026-02-05 | 13:41 | 131-b | F7 | A2 | 36557 | 36557 | Vertical | AN | 131-b | J5 | 36557 | Open Secondary(OS) | Bare | 131-b |  |  |  | AN |  | a151247365 | Landis | 60 | 6 | AWG | 0.5 | 6 | AWG | Single Phase | 124.569 | 11.288 | tamayo |  | 11.28801,124.56902
2026-02-05 | 13:42 | 131-c | F7 | A1 | 36557 | 36557 | Vertical | AN | 131-c | J5 | 36557 | Open Secondary(OS) | Bare | 131-b |  |  |  | AN |  |  |  |  | 6 | AWG | 0.5 | 6 | AWG | Single Phase | 124.5694 | 11.2878 | tamayo |  | 11.28783,124.5694
2026-02-05 | 13:43 | 131-c | F7 | A2 | 36557 | 36557 | Vertical | AN | 131-c | J5 | 36557 | Open Secondary(OS) | Duplex | 131-b |  |  |  | AN |  |  |  |  | 6 | AWG | 0.5 | 6 | AWG | Single Phase | 124.5694 | 11.2878 | tamayo |  | 11.28777,124.56936
2026-02-05 | 13:43 | 131-c | F7 | A2 | 36557 | 36557 | Vertical | AN | 131-c | J5 | 36557 | Open Secondary(OS) | Duplex | 131-c |  |  |  | AN |  |  |  |  | 6 | AWG | 0.5 | 6 | AWG | Single Phase | 124.5694 | 11.2877 | tamayo |  | 11.28773,124.56935
2026-02-05 | 13:43 | 131-c | F7 | A2 | 36557 | 36557 | Vertical | AN | 131-c | J5 | 36557 | Open Secondary(OS) | Duplex | 131-c |  |  |  | AN |  | a251259727 | Landis | 60 | 6 | AWG | 0.5 | 6 | AWG | Single Phase | 124.5694 | 11.2877 | tamayo |  | 11.28773,124.56935
2026-02-05 | 13:43 | 131-c | F7 | A2 | 36557 | 36557 | Vertical | AN | 131-c | J5 | 36557 | Open Secondary(OS) | Duplex | 131-c |  |  |  | AN |  | a151246502 | Landis | 30 | 6 | AWG | 0.5 | 6 | AWG | Single Phase | 124.5694 | 11.2877 | tamayo |  | 11.28773,124.56935
2026-02-05 | 13:43 | 131-c | F7 | A2 | 36557 | 36557 | Vertical | AN | 131-c | J5 | 36557 | Open Secondary(OS) | Duplex | 131-c |  |  |  | AN |  | a151246678 | Landis | 60 | 6 | AWG | 0.5 | 6 | AWG | Single Phase | 124.5694 | 11.2877 | tamayo |  | 11.28773,124.56935
2026-02-05 | 13:44 | 131-c | F7 | A2 | 36557 | 36557 | Vertical | AN | 131-c | J5 | 36557 | Open Secondary(OS) | Duplex | 131-c |  |  |  | AN |  | a151246509 | Landis | 60 | 6 | AWG | 0.5 | 6 | AWG | Single Phase | 124.5692 | 11.2876 | tamayo |  | 11.28763,124.56925
2026-02-05 | 13:44 | 131-c | F7 | A2 | 36557 | 36557 | Vertical | AN | 131-c | J5 | 36557 | Open Secondary(OS) | Duplex | 131-c |  |  |  | AN |  | a151246696 | Landis | 60 | 6 | AWG | 0.5 | 6 | AWG | Single Phase | 124.5692 | 11.2876 | tamayo |  | 11.28763,124.56925
2026-02-05 | 13:44 | 131-c | F7 | A2 | 36557 | 36557 | Vertical | AN | 131-c | J5 | 36557 | Open Secondary(OS) | Duplex | 131-c |  |  |  | AN |  | a151246692 | Landis | 60 | 6 | AWG | 0.5 | 6 | AWG | Single Phase | 124.5692 | 11.2876 | tamayo |  | 11.28763,124.56925
2026-02-05 | 13:44 | 131-c | F7 | A2 | 36557 | 36557 | Vertical | AN | 131-c | J5 | 36557 | Open Secondary(OS) | Duplex | 131-c |  |  |  | AN |  | a151247361 | Landis | 60 | 6 | AWG | 0.5 | 6 | AWG | Single Phase | 124.5692 | 11.2876 | tamayo |  | 11.28763,124.56925
2026-02-05 | 13:46 | 131-d | F7 | A1 | 36557 | 36557 | Vertical | AN | 131-d | J5 | 36557 | Open Secondary(OS) | Duplex | 131-c |  |  |  | AN |  |  |  |  | 6 | AWG | 0.5 | 6 | AWG | Single Phase | 124.5692 | 11.2876 | tamayo |  | 11.28764,124.56923
2026-02-05 | 13:46 | 131-d | F7 | A1 | 36557 | 36557 | Vertical | AN | 131-d | J5 | 36557 | Open Secondary(OS) | Duplex | 131-d |  |  |  | AN |  |  |  |  | 6 | AWG | 0.5 | 6 | AWG | Single Phase | 124.5692 | 11.2876 | tamayo |  | 11.28764,124.56923
2026-02-05 | 13:46 | 131-d | F7 | A1 | 36557 | 36557 | Vertical | AN | 131-d | J5 | 36557 | Open Secondary(OS) | Duplex | 131-d |  |  |  | AN |  | 201900068382 | Intec | 60 | 6 | AWG | 0.5 | 6 | AWG | Single Phase | 124.5692 | 11.2876 | tamayo |  | 11.28764,124.56923
2026-02-05 | 13:47 | 131-e | F7 | A4 | 36557 | 36557 | Vertical | AN | 131-e | J5 | 36557 | Open Secondary(OS) | Duplex | 131-d |  |  |  | AN |  |  |  |  | 6 | AWG | 0.5 | 6 | AWG | Single Phase | 124.5692 | 11.2875 | tamayo |  | 11.28754,124.56916
2026-02-05 | 13:47 | 131-e | F7 | A4 | 36557 | 36557 | Vertical | AN | 131-e | J6 | 36557 | Open Secondary(OS) | Duplex | 131-e |  |  |  | AN |  |  |  |  | 6 | AWG | 0.5 | 6 | AWG | Single Phase | 124.5692 | 11.2875 | tamayo |  | 11.28754,124.56916
2026-02-05 | 13:48 | 131-e | F7 | A4 | 36557 | 36557 | Vertical | AN | 131-e | J6 | 36557 | Open Secondary(OS) | Duplex | 131-e |  |  |  | AN |  | a151246767 | Landis | 30 | 6 | AWG | 0.5 | 6 | AWG | Single Phase | 124.5692 | 11.2875 | tamayo |  | 11.28753,124.56916
2026-02-05 | 13:48 | 131-e | F7 | A4 | 36557 | 36557 | Vertical | AN | 131-e | J6 | 36557 | Open Secondary(OS) | Duplex | 131-e |  |  |  | AN |  | 202100042240 | Intec | 30 | 6 | AWG | 0.5 | 6 | AWG | Single Phase | 124.5692 | 11.2875 | tamayo |  | 11.28753,124.56916
2026-02-05 | 13:48 | 131-e | F7 | A4 | 36557 | 36557 | Vertical | AN | 131-e | J6 | 36557 | Open Secondary(OS) | Duplex | 131-e |  |  |  | AN |  | a151246506 | Landis | 60 | 6 | AWG | 0.5 | 6 | AWG | Single Phase | 124.5692 | 11.2875 | tamayo |  | 11.28753,124.56916
2026-02-05 | 13:48 | 131-e | F7 | A4 | 36557 | 36557 | Vertical | AN | 131-e | J6 | 36557 | Open Secondary(OS) | Duplex | 131-e |  |  |  | AN |  | a151246507 | Landis | 60 | 6 | AWG | 0.5 | 6 | AWG | Single Phase | 124.5692 | 11.2875 | tamayo |  | 11.28753,124.56916
2026-02-05 | 13:48 | 131-e | F7 | A4 | 36557 | 36557 | Vertical | AN | 131-e | J6 | 36557 | Open Secondary(OS) | Duplex | 131-e |  |  |  | AN |  | 201900066766 | Intec | 60 | 6 | AWG | 0.5 | 6 | AWG | Single Phase | 124.5692 | 11.2875 | tamayo |  | 11.28753,124.56916
2026-02-05 | 13:49 | 131-f | F7 | A1 | 36557 | 36557 | Vertical | AN | 131-f | J6 | 36557 | Open Secondary(OS) | Duplex | 131-e |  |  |  | AN |  |  |  |  | 6 | AWG | 0.5 | 6 | AWG | Single Phase | 124.5692 | 11.2864 | tamayo |  | 11.28638,124.56917
2026-02-05 | 13:49 | 131-f | F7 | A1 | 36557 | 36557 | Vertical | AN | 131-f | J5 | 36557 | Open Secondary(OS) | Duplex | 131-f |  |  |  | AN |  |  |  |  | 6 | AWG | 0.5 | 6 | AWG | Single Phase | 124.5695 | 11.2861 | tamayo |  | 11.28608,124.56952
2026-02-05 | 13:51 | 131-g | F7 | A1 | 36557 | 36557 | Vertical | AN | 131-g | J5 | 36557 | Open Secondary(OS) | Duplex | 131-f |  |  |  | AN |  |  |  |  | 6 | AWG | 0.5 | 6 | AWG | Single Phase | 124.5695 | 11.2861 | tamayo |  | 11.28608,124.56952
2026-02-05 | 13:51 | 131-g | F7 | A6 | 36557 | 36557 | Vertical | AN | 131-g | J5 | 36557 | Open Secondary(OS) | Duplex | 131-f |  |  |  | AN |  |  |  |  | 6 | AWG | 0.5 | 6 | AWG | Single Phase | 124.5702 | 11.2863 | tamayo |  | 11.28627,124.5702
2026-02-05 | 13:51 | 131-g | F7 | A6 | 36557 | 36557 | Vertical | AN | 131-g | J5 | 36557 | Open Secondary(OS) | Duplex | 131-g |  |  |  | AN |  |  |  |  | 6 | AWG | 0.5 | 6 | AWG | Single Phase | 124.5702 | 11.2863 | tamayo |  | 11.28627,124.5702
2026-02-05 | 13:51 | 131-g | F7 | A6 | 36557 | 36557 | Vertical | AN | 131-g | J5 | 36557 | Open Secondary(OS) | Duplex | 131-g | 10 | Common | 131-g | AN | No |  |  |  | 6 | AWG | 0.5 | 6 | AWG | Single Phase | 124.5701 | 11.2863 | tamayo |  | 11.28628,124.57015
2026-02-05 | 13:52 | 131-g | F7 | A6 | 36557 | 36557 | Vertical | AN | 131-g | J5 | 36557 | Open Secondary(OS) | Duplex | 131-g | 10 | Common | 131-g | AN | No | a151246980 | Landis | 60 | 6 | AWG | 0.5 | 6 | AWG | Single Phase | 124.5702 | 11.2862 | tamayo |  | 11.28619,124.57017
2026-02-05 | 13:53 | 131-g-1 | F7 | A6 | 36557 | 36557 | Vertical | AN | 131-g-1 | J5 | 36557 | Open Secondary(OS) | Duplex | 131-g |  |  |  | AN |  |  |  |  | 6 | AWG | 0.5 | 6 | AWG | Single Phase | 124.5705 | 11.2857 | tamayo |  | 11.28566,124.57055
2026-02-05 | 13:53 | 131-g-1 | F7 | A6 | 36557 | 36557 | Vertical | AN | 131-g-1 | J5 | 36557 | Open Secondary(OS) | Duplex | 131-g-1 |  |  |  | AN |  |  |  |  | 6 | AWG | 0.5 | 6 | AWG | Single Phase | 124.5705 | 11.2857 | tamayo |  | 11.28566,124.57055
2026-02-05 | 13:54 | 131-g-1 | F7 | A6 | 36557 | 36557 | Vertical | AN | 131-g-1 | J5 | 36557 | Open Secondary(OS) | Duplex | 131-g-1 |  |  |  | AN |  | a401217212 | Landis | 60 | 6 | AWG | 0.5 | 6 | AWG | Single Phase | 124.5706 | 11.2857 | tamayo |  | 11.28567,124.5706
2026-02-05 | 13:54 | 131-g-1 | F7 | A6 | 36557 | 36557 | Vertical | AN | 131-g-1 | J5 | 36557 | Open Secondary(OS) | Duplex | 131-g-1 |  |  |  | AN |  | a401216677 | Landis | 60 | 6 | AWG | 0.5 | 6 | AWG | Single Phase | 124.5706 | 11.2857 | tamayo |  | 11.28567,124.5706
2026-02-05 | 13:54 | 131-g-1 | F7 | A6 | 36557 | 36557 | Vertical | AN | 131-g-1 | J5 | 36557 | Open Secondary(OS) | Duplex | 131-g-1 |  |  |  | AN |  | 202400314572 | Intec | 60 | 6 | AWG | 0.5 | 6 | AWG | Single Phase | 124.5706 | 11.2857 | tamayo |  | 11.28567,124.5706
2026-02-05 | 13:55 | 131-g-2 | F7 | A6 | 36557 | 36557 | Vertical | AN | 131-g-2 | J5 | 36557 | Open Secondary(OS) | Duplex | 131-g-1 |  |  |  | AN |  |  |  |  | 6 | AWG | 0.5 | 6 | AWG | Single Phase | 124.5708 | 11.2854 | tamayo |  | 11.28536,124.5708
2026-02-05 | 13:55 | 131-g-2 | F7 | A6 | 36557 | 36557 | Vertical | AN | 131-g-2 | J5 | 36557 | Open Secondary(OS) | Duplex | 131-g-2 |  |  |  | AN |  |  |  |  | 6 | AWG | 0.5 | 6 | AWG | Single Phase | 124.5708 | 11.2854 | tamayo |  | 11.28536,124.5708
2026-02-05 | 13:55 | 131-g-2 | F7 | A6 | 36557 | 36557 | Vertical | AN | 131-g-2 | J5 | 36557 | Open Secondary(OS) | Duplex | 131-g-2 |  |  |  | AN |  | a151246504 | Landis | 60 | 6 | AWG | 0.5 | 6 | AWG | Single Phase | 124.5708 | 11.2854 | tamayo |  | 11.28536,124.5708
2026-02-05 | 13:56 | 131-g-2 | F7 | A6 | 36557 | 36557 | Vertical | AN | 131-g-2 | J5 | 36557 | Open Secondary(OS) | Duplex | 131-g-2 |  |  |  | AN |  | 202300205040 | Intec | 30 | 6 | AWG | 0.5 | 6 | AWG | Single Phase | 124.5711 | 11.2854 | tamayo |  | 11.28542,124.57109
2026-02-05 | 13:57 | 131-g-3 | F7 | A6 | 36557 | 36557 | Vertical | AN | 131-g-3 | J5 | 36557 | Open Secondary(OS) | Duplex | 131-g-3 |  |  |  | AN |  |  |  |  | 6 | AWG | 0.5 | 6 | AWG | Single Phase | 124.5714 | 11.2849 | tamayo |  | 11.28493,124.57143
2026-02-05 | 13:57 | 131-g-3 | F7 | A6 | 36557 | 36557 | Vertical | AN | 131-g-3 | J5 | 36557 | Open Secondary(OS) | Duplex | 131-g-3 |  |  |  | AN |  | 202100042241 | Intec | 30 | 6 | AWG | 0.5 | 6 | AWG | Single Phase | 124.5714 | 11.2849 | tamayo |  | 11.28493,124.57141
2026-02-05 | 13:57 | 131-g-3 | F7 | A6 | 36557 | 36557 | Vertical | AN | 131-g-3 | J5 | 36557 | Open Secondary(OS) | Duplex | 131-g-3 |  |  |  | AN |  | a151246765 | Landis | 60 | 6 | AWG | 0.5 | 6 | AWG | Single Phase | 124.5714 | 11.2849 | tamayo |  | 11.28493,124.57141
2026-02-05 | 13:57 | 131-g-3 | F7 | A6 | 36557 | 36557 | Vertical | AN | 131-g-3 | J5 | 36557 | Open Secondary(OS) | Duplex | 131-g-3 |  |  |  | AN |  | 201900060201 | Intec | 60 | 6 | AWG | 0.5 | 6 | AWG | Single Phase | 124.5714 | 11.2849 | tamayo |  | 11.28493,124.57141
2026-02-05 | 13:58 | 131-g-3 | F7 | A6 | 36557 | 36557 | Vertical | AN | 131-g-3 | J5 | 36557 | Open Secondary(OS) | Duplex | 131-g-3 |  |  |  | AN |  | 202100042242 | Intec | 60 | 6 | AWG | 0.5 | 6 | AWG | Single Phase | 124.5714 | 11.2849 | tamayo |  | 11.28493,124.57141
2026-02-05 | 13:58 | 131-g-3 | F7 | A6 | 36557 | 36557 | Vertical | AN | 131-g-3 | J5 | 36557 | Open Secondary(OS) | Duplex | 131-g-3 |  |  |  | AN |  | 202200099243 | Intec | 60 | 6 | AWG | 0.5 | 6 | AWG | Single Phase | 124.5714 | 11.2849 | tamayo |  | 11.28493,124.57141
2026-02-05 | 13:58 | 131-g-3 | F7 | A6 | 36557 | 36557 | Vertical | AN | 131-g-3 | J5 | 36557 | Open Secondary(OS) | Duplex | 131-g-3 |  |  |  | AN |  | 202501002746 | Techen | 60 | 6 | AWG | 0.5 | 6 | AWG | Single Phase | 124.5715 | 11.2851 | tamayo |  | 11.28512,124.5715
2026-02-05 | 13:58 | 131-g-3 | F7 | A6 | 36557 | 36557 | Vertical | AN | 131-g-3 | J5 | 36557 | Open Secondary(OS) | Duplex | 131-g-3 |  |  |  | AN |  | SCL35094 | Landis | 60 | 6 | AWG | 0.5 | 6 | AWG | Single Phase | 124.5715 | 11.2851 | tamayo |  | 11.28512,124.5715
2026-02-05 | 13:59 | 131-g-4 | F7 | A6 | 36557 | 36557 | Vertical | AN | 131-g-4 | J5 | 36557 | Open Secondary(OS) | Duplex | 131-g-3 |  |  |  | AN |  |  |  |  | 6 | AWG | 0.5 | 6 | AWG | Single Phase | 124.5715 | 11.2851 | tamayo |  | 11.28512,124.5715
2026-02-05 | 13:59 | 131-g-4 | F7 | A6 | 36557 | 36557 | Vertical | AN | 131-g-4 | J5 | 36557 | Open Secondary(OS) | Duplex | 131-g-4 |  |  |  | AN |  |  |  |  | 6 | AWG | 0.5 | 6 | AWG | Single Phase | 124.5715 | 11.2851 | tamayo |  | 11.28512,124.5715
2026-02-05 | 13:59 | 131-g-4 | F7 | A6 | 36557 | 36557 | Vertical | AN | 131-g-4 | J5 | 36557 | Open Secondary(OS) | Duplex | 131-g-4 |  |  |  | AN |  |  |  |  | 6 | AWG | 0.5 | 6 | AWG | Single Phase | 124.5715 | 11.2851 | tamayo |  | 11.28512,124.5715
2026-02-05 | 13:59 | 131-g-4 | F7 | A6 | 36557 | 36557 | Vertical | AN | 131-g-4 | J5 | 36557 | Open Secondary(OS) | Duplex | 131-g-4 |  |  |  | AN |  | a151246505 | Landis | 60 | 6 | AWG | 0.5 | 6 | AWG | Single Phase | 124.5715 | 11.2851 | tamayo |  | 11.28512,124.5715
2026-02-05 | 14:00 | 131-g-4 | F7 | A6 | 36557 | 36557 | Vertical | AN | 131-g-4 | J5 | 36557 | Open Secondary(OS) | Duplex | 131-g-4 |  |  |  | AN |  | a151246770 | Landis | 60 | 6 | AWG | 0.5 | 6 | AWG | Single Phase | 124.5715 | 11.2851 | tamayo |  | 11.28512,124.5715
2026-02-05 | 14:00 | 131-g-4 | F7 | A6 | 36557 | 36557 | Vertical | AN | 131-g-4 | J5 | 36557 | Open Secondary(OS) | Duplex | 131-g-4 |  |  |  | AN |  | a151246769 | Landis | 60 | 6 | AWG | 0.5 | 6 | AWG | Single Phase | 124.5724 | 11.2846 | tamayo |  | 11.28456,124.57235
2026-02-05 | 14:00 | 131-g-4 | F7 | A6 | 36557 | 36557 | Vertical | AN | 131-g-4 | J5 | 36557 | Open Secondary(OS) | Duplex | 131-g-4 |  |  |  | AN |  | a151246763 | Landis | 60 | 6 | AWG | 0.5 | 6 | AWG | Single Phase | 124.5724 | 11.2846 | tamayo |  | 11.28456,124.57235
2026-02-05 | 14:00 | 131-g-4 | F7 | A6 | 36557 | 36557 | Vertical | AN | 131-g-4 | J5 | 36557 | Open Secondary(OS) | Duplex | 131-g-4 |  |  |  | AN |  | 202100042144 | Intec | 60 | 6 | AWG | 0.5 | 6 | AWG | Single Phase | 124.5724 | 11.2846 | tamayo |  | 11.28456,124.57235
2026-02-05 | 14:00 | 131-g-4 | F7 | A6 | 36557 | 36557 | Vertical | AN | 131-g-4 | J5 | 36557 | Open Secondary(OS) | Duplex | 131-g-4 |  |  |  | AN |  | 202100042243 | Intec | 60 | 6 | AWG | 0.5 | 6 | AWG | Single Phase | 124.5724 | 11.2846 | tamayo |  | 11.28456,124.57235
2026-02-05 | 14:01 | 131-g-5 | F7 | A6 | 36557 | 36557 | Vertical | AN | 131-g-5 | J5 | 36557 | Open Secondary(OS) | Duplex | 131-g-4 |  |  |  | AN |  |  |  |  | 6 | AWG | 0.5 | 6 | AWG | Single Phase | 124.572 | 11.2851 | tamayo |  | 11.28511,124.57203
2026-02-05 | 14:01 | 131-g-5 | F7 | A6 | 36557 | 36557 | Vertical | AN | 131-g-5 | J5 | 36557 | Open Secondary(OS) | Duplex | 131-g-4 |  |  |  | AN |  |  |  |  | 6 | AWG | 0.5 | 6 | AWG | Single Phase | 124.572 | 11.2851 | tamayo |  | 11.28511,124.57203
2026-02-05 | 14:01 | 131-g-5 | F7 | A6 | 36557 | 36557 | Vertical | AN | 131-g-5 | J5 | 36557 | Open Secondary(OS) | Duplex | 131-g-5 |  |  |  | AN |  |  |  |  | 6 | AWG | 0.5 | 6 | AWG | Single Phase | 124.572 | 11.2851 | tamayo |  | 11.28511,124.57203
2026-02-05 | 14:02 | 131-g-5 | F7 | A6 | 36557 | 36557 | Vertical | AN | 131-g-5 | J5 | 36557 | Open Secondary(OS) | Duplex | 131-g-5 |  |  |  | AN |  | a151246975 | Landis | 60 | 6 | AWG | 0.5 | 6 | AWG | Single Phase | 124.5726 | 11.2846 | tamayo |  | 11.28461,124.57258
2026-02-05 | 14:02 | 131-g-5 | F7 | A6 | 36557 | 36557 | Vertical | AN | 131-g-5 | J5 | 36557 | Open Secondary(OS) | Duplex | 131-g-5 |  |  |  | AN |  | 202400086635 | Intec | 60 | 6 | AWG | 0.5 | 6 | AWG | Single Phase | 124.5726 | 11.2846 | tamayo |  | 11.28461,124.57258
2026-02-05 | 14:02 | 131-g-5 | F7 | A6 | 36557 | 36557 | Vertical | AN | 131-g-5 | J5 | 36557 | Open Secondary(OS) | Duplex | 131-g-5 |  |  |  | AN |  | 202400314740 | Intec | 60 | 6 | AWG | 0.5 | 6 | AWG | Single Phase | 124.5726 | 11.2846 | tamayo |  | 11.28461,124.57258
2026-02-05 | 14:02 | 131-g-5 | F7 | A6 | 36557 | 36557 | Vertical | AN | 131-g-5 | J5 | 36557 | Open Secondary(OS) | Duplex | 131-g-5 |  |  |  | AN |  | 202200099247 | Intec | 60 | 6 | AWG | 0.5 | 6 | AWG | Single Phase | 124.5726 | 11.2846 | tamayo |  | 11.28461,124.57258
2026-02-05 | 14:03 | 131-g-6 | F7 | A6 | 36557 | 36557 | Vertical | AN | 131-g-6 | J5 | 36557 | Open Secondary(OS) | Duplex | 131-g-5 |  |  |  | AN |  |  |  |  | 6 | AWG | 0.5 | 6 | AWG | Single Phase | 124.5724 | 11.2846 | tamayo |  | 11.28458,124.5724
2026-02-05 | 14:03 | 131-g-6 | F7 | A6 | 36557 | 36557 | Vertical | AN | 131-g-6 | J5 | 36557 | Open Secondary(OS) | Duplex | 131-g-6 |  |  |  | AN |  |  |  |  | 6 | AWG | 0.5 | 6 | AWG | Single Phase | 124.5724 | 11.2846 | tamayo |  | 11.28458,124.5724
2026-02-05 | 14:04 | 131-g-6 | F7 | A6 | 36557 | 36557 | Vertical | AN | 131-g-6 | J5 | 36557 | Open Secondary(OS) | Duplex | 131-g-6 |  |  |  | AN |  | a151246974 | Landis | 60 | 6 | AWG | 0.5 | 6 | AWG | Single Phase | 124.5724 | 11.2846 | tamayo |  | 11.28458,124.5724
2026-02-05 | 14:04 | 131-g-6 | F7 | A6 | 36557 | 36557 | Vertical | AN | 131-g-6 | J5 | 36557 | Open Secondary(OS) | Duplex | 131-g-6 |  |  |  | AN |  | 202100042219 | Intec | 60 | 6 | AWG | 0.5 | 6 | AWG | Single Phase | 124.5724 | 11.2846 | tamayo |  | 11.28458,124.57242
2026-02-05 | 14:04 | 131-g-6 | F7 | A6 | 36557 | 36557 | Vertical | AN | 131-g-6 | J5 | 36557 | Open Secondary(OS) | Duplex | 131-g-6 |  |  |  | AN |  | 202400086634 | Intec | 60 | 6 | AWG | 0.5 | 6 | AWG | Single Phase | 124.5724 | 11.2846 | tamayo |  | 11.28458,124.57242
2026-02-05 | 14:05 | 131-g-7 | F7 | A6 | 36557 | 36557 | Vertical | AN | 131-g-7 | J5 | 36557 | Open Secondary(OS) | Duplex | 131-g-6 |  |  |  | AN |  |  |  |  | 6 | AWG | 0.5 | 6 | AWG | Single Phase | 124.5724 | 11.2846 | tamayo |  | 11.28458,124.57242
2026-02-05 | 14:05 | 131-g-7 | F7 | A6 | 36557 | 36557 | Vertical | AN | 131-g-7 | J5 | 36557 | Open Secondary(OS) | Duplex | 131-g-7 |  |  |  | AN |  |  |  |  | 6 | AWG | 0.5 | 6 | AWG | Single Phase | 124.5724 | 11.2846 | tamayo |  | 11.28458,124.57242
2026-02-05 | 14:05 | 131-g-7 | F7 | A6 | 36557 | 36557 | Vertical | AN | 131-g-7 | J5 | 36557 | Open Secondary(OS) | Duplex | 131-g-7 |  |  |  | AN |  |  |  |  | 6 | AWG | 0.5 | 6 | AWG | Single Phase | 124.5725 | 11.2845 | tamayo |  | 11.28451,124.57247
2026-02-05 | 14:06 | 131-g-7 | F7 | A6 | 36557 | 36557 | Vertical | AN | 131-g-7 | J5 | 36557 | Open Secondary(OS) | Duplex | 131-g-7 |  |  |  | AN |  | a151246501 | Landis | 60 | 6 | AWG | 0.5 | 6 | AWG | Single Phase | 124.5725 | 11.2845 | tamayo |  | 11.28451,124.57247
2026-02-05 | 14:06 | 131-g-7 | F7 | A6 | 36557 | 36557 | Vertical | AN | 131-g-7 | J5 | 36557 | Open Secondary(OS) | Duplex | 131-g-7 |  |  |  | AN |  | a151246973 | Landis | 30 | 6 | AWG | 0.5 | 6 | AWG | Single Phase | 124.5725 | 11.2845 | tamayo |  | 11.28451,124.57247
2026-02-05 | 14:06 | 131-g-7 | F7 | A6 | 36557 | 36557 | Vertical | AN | 131-g-7 | J5 | 36557 | Open Secondary(OS) | Duplex | 131-g-7 |  |  |  | AN |  | a151246978 | Landis | 60 | 6 | AWG | 0.5 | 6 | AWG | Single Phase | 124.5725 | 11.2845 | tamayo |  | 11.28451,124.57247
2026-02-05 | 14:06 | 131-g-7 | F7 | A6 | 36557 | 36557 | Vertical | AN | 131-g-7 | J5 | 36557 | Open Secondary(OS) | Duplex | 131-g-7 |  |  |  | AN |  | a151246979 | Landis | 30 | 6 | AWG | 0.5 | 6 | AWG | Single Phase | 124.5725 | 11.2845 | tamayo |  | 11.28451,124.57247
2026-02-05 | 14:06 | 131-g-7 | F7 | A6 | 36557 | 36557 | Vertical | AN | 131-g-7 | J5 | 36557 | Open Secondary(OS) | Duplex | 131-g-7 |  |  |  | AN |  | a151246997 | Landis | 30 | 6 | AWG | 0.5 | 6 | AWG | Single Phase | 124.5725 | 11.2845 | tamayo |  | 11.28451,124.57247
2026-02-05 | 14:06 | 131-g-7 | F7 | A6 | 36557 | 36557 | Vertical | AN | 131-g-7 | J5 | 36557 | Open Secondary(OS) | Duplex | 131-g-7 |  |  |  | AN |  | a151346993 | Landis | 60 | 6 | AWG | 0.5 | 6 | AWG | Single Phase | 124.5725 | 11.2845 | tamayo |  | 11.28451,124.57247
2026-02-05 | 14:07 | 131-g-7 | F7 | A6 | 36557 | 36557 | Vertical | AN | 131-g-7 | J5 | 36557 | Open Secondary(OS) | Duplex | 131-g-7 |  |  |  | AN |  | a151247000 | Landis | 30 | 6 | AWG | 0.5 | 6 | AWG | Single Phase | 124.5725 | 11.2845 | tamayo |  | 11.28451,124.57247
2026-02-05 | 14:07 | 131-g-7 | F7 | A6 | 36557 | 36557 | Vertical | AN | 131-g-7 | J5 | 36557 | Open Secondary(OS) | Duplex | 131-g-7 |  |  |  | AN |  | a151246996 | Landis | 60 | 6 | AWG | 0.5 | 6 | AWG | Single Phase | 124.5725 | 11.2845 | tamayo |  | 11.28451,124.57247
2026-02-05 | 14:07 | 131-g-7 | F7 | A6 | 36557 | 36557 | Vertical | AN | 131-g-7 | J5 | 36557 | Open Secondary(OS) | Duplex | 131-g-7 |  |  |  | AN |  | 201700023852 | Intec | 60 | 6 | AWG | 0.5 | 6 | AWG | Single Phase | 124.5725 | 11.2845 | tamayo |  | 11.28451,124.57247
2026-02-05 | 14:08 | 131-g-7 | F7 | A6 | 36557 | 36557 | Vertical | AN | 131-g-7 | J5 | 36557 | Open Secondary(OS) | Duplex | 131-g-7 |  |  |  | AN |  | a151246994 | Landis | 30 | 6 | AWG | 0.5 | 6 | AWG | Single Phase | 124.5725 | 11.2845 | tamayo |  | 11.28451,124.57247
2026-02-05 | 14:08 | 131-g-7 | F7 | A6 | 36557 | 36557 | Vertical | AN | 131-g-7 | J5 | 36557 | Open Secondary(OS) | Duplex | 131-g-7 |  |  |  | AN |  | 202100042261 | Intec | 60 | 6 | AWG | 0.5 | 6 | AWG | Single Phase | 124.5725 | 11.2845 | tamayo |  | 11.28448,124.57247
2026-02-05 | 14:09 | 131-g-7 | F7 | A6 | 36557 | 36557 | Vertical | AN | 131-g-7 | J5 | 36557 | Open Secondary(OS) | Duplex | 131-g-7 |  |  |  | AN |  | 202100042259 | Intec | 60 | 6 | AWG | 0.5 | 6 | AWG | Single Phase | 124.5725 | 11.2845 | tamayo |  | 11.28448,124.57247
2026-02-05 | 14:09 | 131-g-7 | F7 | A6 | 36557 | 36557 | Vertical | AN | 131-g-7 | J5 | 36557 | Open Secondary(OS) | Duplex | 131-g-7 |  |  |  | AN |  | 202100042260 | Intec | 60 | 6 | AWG | 0.5 | 6 | AWG | Single Phase | 124.5725 | 11.2845 | tamayo |  | 11.28448,124.57247
2026-02-05 | 14:09 | 131-g-7 | F7 | A6 | 36557 | 36557 | Vertical | AN | 131-g-7 | J5 | 36557 | Open Secondary(OS) | Duplex | 131-g-7 |  |  |  | AN |  | 202100042239 | Intec | 60 | 6 | AWG | 0.5 | 6 | AWG | Single Phase | 124.5725 | 11.2845 | tamayo |  | 11.28448,124.57247
2026-02-05 | 14:09 | 131-g-7 | F7 | A6 | 36557 | 36557 | Vertical | AN | 131-g-7 | J5 | 36557 | Open Secondary(OS) | Duplex | 131-g-7 |  |  |  | AN |  | 202100042262 | Intec | 60 | 6 | AWG | 0.5 | 6 | AWG | Single Phase | 124.5725 | 11.2845 | tamayo |  | 11.28448,124.57247
2026-02-05 | 14:10 | 131-g-7 | F7 | A6 | 36557 | 36557 | Vertical | AN | 131-g-7 | J5 | 36557 | Open Secondary(OS) | Duplex | 131-g-7 |  |  |  | AN |  | a151246999 | Landis |  | 6 | AWG | 0.5 | 6 | AWG | Single Phase | 124.5724 | 11.2844 | tamayo |  | 11.28443,124.57244
2026-02-05 | 14:12 | 131-g-8 | F7 | A6 | 36557 | 36557 | Vertical | AN | 131-g-8 | J5 | 36557 | Open Secondary(OS) | Duplex | 131-g-7 |  |  |  | AN |  |  |  |  | 6 | AWG | 0.5 | 6 | AWG | Single Phase | 124.5729 | 11.2837 | tamayo |  | 11.28375,124.5729
2026-02-05 | 14:12 | 131-g-8 | F7 | A6 | 36557 | 36557 | Vertical | AN | 131-g-8 | J6 | 36557 | Open Secondary(OS) | Duplex | 131-g-8 |  |  |  | AN |  |  |  |  | 6 | AWG | 0.5 | 6 | AWG | Single Phase | 124.5729 | 11.2837 | tamayo |  | 11.28375,124.5729
2026-02-05 | 14:12 | 131-g-8 | F7 | A6 | 36557 | 36557 | Vertical | AN | 131-g-8 | J6 | 36557 | Open Secondary(OS) | Duplex | 131-g-8 |  |  |  | AN |  | a151246972 | Landis | 60 | 6 | AWG | 0.5 | 6 | AWG | Single Phase | 124.573 | 11.2839 | tamayo |  | 11.28387,124.57295
2026-02-05 | 14:12 | 131-g-8 | F7 | A6 | 36557 | 36557 | Vertical | AN | 131-g-8 | J6 | 36557 | Open Secondary(OS) | Duplex | 131-g-8 |  |  |  | AN |  | a151246977 | Landis | 30 | 6 | AWG | 0.5 | 6 | AWG | Single Phase | 124.573 | 11.2839 | tamayo |  | 11.28387,124.57295
2026-02-05 | 14:12 | 131-g-8 | F7 | A6 | 36557 | 36557 | Vertical | AN | 131-g-8 | J6 | 36557 | Open Secondary(OS) | Duplex | 131-g-8 |  |  |  | AN |  | a151246971 | Landis | 30 | 6 | AWG | 0.5 | 6 | AWG | Single Phase | 124.573 | 11.2839 | tamayo |  | 11.28387,124.57295
2026-02-05 | 14:13 | 131-g-8 | F7 | A6 | 36557 | 36557 | Vertical | AN | 131-g-8 | J6 | 36557 | Open Secondary(OS) | Duplex | 131-g-8 |  |  |  | AN |  | a151246976 | Landis | 30 | 6 | AWG | 0.5 | 6 | AWG | Single Phase | 124.573 | 11.2839 | tamayo |  | 11.28387,124.57295
2026-02-05 | 14:13 | 131-g-8 | F7 | A6 | 36557 | 36557 | Vertical | AN | 131-g-8 | J6 | 36557 | Open Secondary(OS) | Duplex | 131-g-8 |  |  |  | AN |  | a151246991 | Landis | 60 | 6 | AWG | 0.5 | 6 | AWG | Single Phase | 124.573 | 11.2839 | tamayo |  | 11.28387,124.57295
2026-02-05 | 14:13 | 131-g-8 | F7 | A6 | 36557 | 36557 | Vertical | AN | 131-g-8 | J6 | 36557 | Open Secondary(OS) | Duplex | 131-g-8 |  |  |  | AN |  | a151246992 | Landis | 60 | 6 | AWG | 0.5 | 6 | AWG | Single Phase | 124.573 | 11.2839 | tamayo |  | 11.28387,124.57295
2026-02-05 | 14:13 | 131-g-8 | F7 | A6 | 36557 | 36557 | Vertical | AN | 131-g-8 | J6 | 36557 | Open Secondary(OS) | Duplex | 131-g-8 |  |  |  | AN |  | a151246995 | Landis | 60 | 6 | AWG | 0.5 | 6 | AWG | Single Phase | 124.573 | 11.2839 | tamayo |  | 11.28387,124.57295
2026-02-05 | 14:13 | 131-g-8 | F7 | A6 | 36557 | 36557 | Vertical | AN | 131-g-8 | J6 | 36557 | Open Secondary(OS) | Duplex | 131-g-8 |  |  |  | AN |  | a151246112 | Landis | 30 | 6 | AWG | 0.5 | 6 | AWG | Single Phase | 124.573 | 11.2839 | tamayo |  | 11.28387,124.57295
2026-02-05 | 14:13 | 131-g-8 | F7 | A6 | 36557 | 36557 | Vertical | AN | 131-g-8 | J6 | 36557 | Open Secondary(OS) | Duplex | 131-g-8 |  |  |  | AN |  | a151247366 | Landis | 60 | 6 | AWG | 0.5 | 6 | AWG | Single Phase | 124.5729 | 11.2835 | tamayo |  | 11.28355,124.57285
2026-02-05 | 14:13 | 131-g-8 | F7 | A6 | 36557 | 36557 | Vertical | AN | 131-g-8 | J6 | 36557 | Open Secondary(OS) | Duplex | 131-g-8 |  |  |  | AN |  | a151247367 | Landis | 30 | 6 | AWG | 0.5 | 6 | AWG | Single Phase | 124.5729 | 11.2835 | tamayo |  | 11.28355,124.57285
2026-02-05 | 14:14 | 131-g-8 | F7 | A6 | 36557 | 36557 | Vertical | AN | 131-g-8 | J6 | 36557 | Open Secondary(OS) | Duplex | 131-g-8 |  |  |  | AN |  | 202100042268 | Intec | 30 | 6 | AWG | 0.5 | 6 | AWG | Single Phase | 124.5729 | 11.2835 | tamayo |  | 11.28355,124.57285
2026-02-05 | 14:14 | 131-g-8 | F7 | A6 | 36557 | 36557 | Vertical | AN | 131-g-8 | J6 | 36557 | Open Secondary(OS) | Duplex | 131-g-8 |  |  |  | AN |  | 202100042266 | Intec | 30 | 6 | AWG | 0.5 | 6 | AWG | Single Phase | 124.5729 | 11.2835 | tamayo |  | 11.28355,124.57285
2026-02-05 | 14:14 | 131-g-8 | F7 | A6 | 36557 | 36557 | Vertical | AN | 131-g-8 | J6 | 36557 | Open Secondary(OS) | Duplex | 131-g-8 |  |  |  | AN |  | 202100042270 | Intec | 30 | 6 | AWG | 0.5 | 6 | AWG | Single Phase | 124.5729 | 11.2835 | tamayo |  | 11.28355,124.57285
2026-02-05 | 14:14 | 131-g-8 | F7 | A6 | 36557 | 36557 | Vertical | AN | 131-g-8 | J6 | 36557 | Open Secondary(OS) | Duplex | 131-g-8 |  |  |  | AN |  | 202100042265 | Intec | 30 | 6 | AWG | 0.5 | 6 | AWG | Single Phase | 124.5729 | 11.2835 | tamayo |  | 11.28355,124.57285
2026-02-05 | 14:14 | 131-g-8 | F7 | A6 | 36557 | 36557 | Vertical | AN | 131-g-8 | J6 | 36557 | Open Secondary(OS) | Duplex | 131-g-8 |  |  |  | AN |  | 202100042269 | Intec | 60 | 6 | AWG | 0.5 | 6 | AWG | Single Phase | 124.5729 | 11.2835 | tamayo |  | 11.28355,124.57285
2026-02-06 | 10:10 | 135-1 | F7 | C14 | 36557 | 36557 | Horizontal | CBAN | 135-1 | [18 empty] | 3 Phase | 124.566 | 11.289 | OBADO |  | 11.28905,124.566
2026-02-06 | 10:10 | 135-1 | F7 | C14 | 36557 | 36557 | Horizontal | CBAN | 135-1 | J6 | 36557 | Under Built(UB) | Bare | 135-1 | [13 empty] | 3 Phase | 124.566 | 11.2891 | OBADO |  | 11.28907,124.56604
2026-02-06 | 10:11 | 135-1 | F7 | C14 | 36557 | 36557 | Horizontal | CBAN | 135-1 | J6 | 36557 | Under Built(UB) | Bare | 135-1 | [5 empty] | 201700023185 | Intec | 60 | 6 | AWG | 0.5 | 6 | AWG | 3 Phase | 124.566 | 11.2891 | OBADO |  | 11.28907,124.56604
2026-02-06 | 10:11 | 135-1 | F7 | C14 | 36557 | 36557 | Horizontal | CBAN | 135-1 | J6 | 36557 | Under Built(UB) | Bare | 135-1 | [5 empty] | 201900065493 | Intec | 60 | 6 | AWG | 0.5 | 6 | AWG | 3 Phase | 124.566 | 11.2891 | OBADO |  | 11.28907,124.56604
2026-02-06 | 10:11 | 135-1 | F7 | C14 | 36557 | 36557 | Horizontal | CBAN | 135-1 | J6 | 36557 | Under Built(UB) | Bare | 135-1 | [5 empty] | a121462351 | Landis | 60 | 6 | AWG | 0.5 | 6 | AWG | 3 Phase | 124.566 | 11.2891 | OBADO |  | 11.28907,124.56604
2026-02-06 | 10:11 | 135-1 | F7 | C14 | 36557 | 36557 | Horizontal | CBAN | 135-1 | J6 | 36557 | Under Built(UB) | Bare | 135-1 | [5 empty] | a151537603 | Landis | 60 | 6 | AWG | 0.5 | 6 | AWG | 3 Phase | 124.566 | 11.2891 | OBADO |  | 11.28907,124.56604
2026-02-06 | 10:11 | 135-1 | F7 | C14 | 36557 | 36557 | Horizontal | CBAN | 135-1 | J6 | 36557 | Under Built(UB) | Bare | 135-1 | [5 empty] | 202400085528 | Intec | 60 | 6 | AWG | 0.5 | 6 | AWG | 3 Phase | 124.566 | 11.2891 | OBADO |  | 11.28907,124.56604
2026-02-06 | 10:12 | 135-1 | F7 | C14 | 36557 | 36557 | Horizontal | CBAN | 135-1 | J6 | 36557 | Under Built(UB) | Bare | 135-1 | [5 empty] | 202400086991 | Intec | 60 | 6 | AWG | 0.5 | 6 | AWG | 3 Phase | 124.566 | 11.2891 | OBADO |  | 11.28907,124.56604
2026-02-06 | 10:12 | 135-1 | F7 | C14 | 36557 | 36557 | Horizontal | CBAN | 135-1 | J6 | 36557 | Under Built(UB) | Bare | 135-1 | [5 empty] | 90283220 | Techen | 60 | 6 | AWG | 0.5 | 6 | AWG | 3 Phase | 124.566 | 11.2891 | OBADO |  | 11.28907,124.56604
2026-02-06 | 10:12 | 135-1 | F7 | C14 | 36557 | 36557 | Horizontal | CBAN | 135-1 | J6 | 36557 | Under Built(UB) | Bare | 135-1 | [5 empty] | 190351090 | Techen | 60 | 6 | AWG | 0.5 | 6 | AWG | 3 Phase | 124.566 | 11.2891 | OBADO |  | 11.28907,124.56604
2026-02-06 | 10:12 | 135-1 | F7 | C14 | 36557 | 36557 | Horizontal | CBAN | 135-1 | J6 | 36557 | Under Built(UB) | Bare | 135-1 | [5 empty] | 90351091 | Techen | 60 | 6 | AWG | 0.5 | 6 | AWG | 3 Phase | 124.566 | 11.2891 | OBADO |  | 11.28907,124.56604
2026-02-06 | 10:12 | 135-1 | F7 | C14 | 36557 | 36557 | Horizontal | CBAN | 135-1 | J6 | 36557 | Under Built(UB) | Bare | 135-1 | [5 empty] | SCL17288 | Landis | 60 | 6 | AWG | 0.5 | 6 | AWG | 3 Phase | 124.566 | 11.2891 | OBADO |  | 11.28907,124.56604
2026-02-06 | 10:14 | 135-2 | F7 | C2 | 36557 | 36557 | Horizontal | CBAN | 135-2 | J5 | 36557 | Under Built(UB) | Bare | 135-2 | [8 empty] | 6 | AWG | 0.5 | 6 | AWG | 3 Phase | 124.566 | 11.2891 | OBADO |  | 11.28907,124.56604
2026-02-06 | 10:15 | 135-2 | F7 | C2 | 36557 | 36557 | Horizontal | CBAN | 135-2 | J5 | 36557 | Under Built(UB) | Bare | 135-2 | [5 empty] | a221480909 | Landis | 60 | 6 | AWG | 0.5 | 6 | AWG | 3 Phase | 124.5658 | 11.2891 | OBADO |  | 11.28911,124.56581
2026-02-06 | 10:15 | 135-2 | F7 | C2 | 36557 | 36557 | Horizontal | CBAN | 135-2 | J5 | 36557 | Under Built(UB) | Bare | 135-2 | [5 empty] | 202501004265 | Intec | 60 | 6 | AWG | 0.5 | 6 | AWG | 3 Phase | 124.5658 | 11.2891 | OBADO |  | 11.28911,124.56581
2026-02-06 | 10:15 | 135-2 | F7 | C2 | 36557 | 36557 | Horizontal | CBAN | 135-2 | J5 | 36557 | Under Built(UB) | Bare | 135-2 | [5 empty] | 202100150623 | Intec | 60 | 6 | AWG | 0.5 | 6 | AWG | 3 Phase | 124.5658 | 11.2891 | OBADO |  | 11.28911,124.56581
2026-02-06 | 10:15 | 135-2 | F7 | C2 | 36557 | 36557 | Horizontal | CBAN | 135-2 | J5 | 36557 | Under Built(UB) | Bare | 135-2 | [5 empty] | 361804 |  | 60 | 6 | AWG | 0.5 | 6 | AWG | 3 Phase | 124.5658 | 11.2891 | OBADO |  | 11.28911,124.56581
2026-02-06 | 10:15 | 135-2 | F7 | C2 | 36557 | 36557 | Horizontal | CBAN | 135-2 | J5 | 36557 | Under Built(UB) | Bare | 135-2 | [5 empty] | 361813 |  | 60 | 6 | AWG | 0.5 | 6 | AWG | 3 Phase | 124.5658 | 11.2891 | OBADO |  | 11.28911,124.56581
2026-02-06 | 10:16 | 135-2 | F7 | C2 | 36557 | 36557 | Horizontal | CBAN | 135-2 | J5 | 36557 | Under Built(UB) | Bare | 135-2 | [5 empty] | 361809 |  | 60 | 6 | AWG | 0.5 | 6 | AWG | 3 Phase | 124.5658 | 11.2891 | OBADO |  | 11.28911,124.56581
2026-02-06 | 10:16 | 135-2 | F7 | C2 | 36557 | 36557 | Horizontal | CBAN | 135-2 | J5 | 36557 | Under Built(UB) | Bare | 135-2 | [5 empty] | 202400313912 | Intec | 60 | 6 | AWG | 0.5 | 6 | AWG | 3 Phase | 124.5654 | 11.2891 | OBADO |  | 11.28914,124.56537
2026-02-06 | 10:16 | 135-2 | F7 | C2 | 36557 | 36557 | Horizontal | CBAN | 135-2 | J5 | 36557 | Under Built(UB) | Bare | 135-2 | [5 empty] | 361806 |  | 60 | 6 | AWG | 0.5 | 6 | AWG | 3 Phase | 124.5654 | 11.2891 | OBADO |  | 11.28914,124.56537
2026-02-06 | 10:16 | 135-2 | F7 | C2 | 36557 | 36557 | Horizontal | CBAN | 135-2 | J5 | 36557 | Under Built(UB) | Bare | 135-2 | [5 empty] | 361817 |  | 60 | 6 | AWG | 0.5 | 6 | AWG | 3 Phase | 124.5654 | 11.2891 | OBADO |  | 11.28914,124.56537
2026-02-06 | 10:16 | 135-2 | F7 | C2 | 36557 | 36557 | Horizontal | CBAN | 135-2 | J5 | 36557 | Under Built(UB) | Bare | 135-2 | [5 empty] | a151246694 | Landis | 60 | 6 | AWG | 0.5 | 6 | AWG | 3 Phase | 124.5654 | 11.2891 | OBADO |  | 11.28914,124.56537
2026-02-06 | 10:16 | 135-2 | F7 | C2 | 36557 | 36557 | Horizontal | CBAN | 135-2 | J5 | 36557 | Under Built(UB) | Bare | 135-2 | [5 empty] | a351059529 | Landis | 60 | 6 | AWG | 0.5 | 6 | AWG | 3 Phase | 124.5654 | 11.2891 | OBADO |  | 11.28914,124.56537
2026-02-06 | 10:17 | 135-2 | F7 | C2 | 36557 | 36557 | Horizontal | CBAN | 135-2 | J5 | 36557 | Under Built(UB) | Bare | 135-2 | [5 empty] | a151244346 | Landis | 60 | 6 | AWG | 0.5 | 6 | AWG | 3 Phase | 124.5654 | 11.2891 | OBADO |  | 11.28914,124.56537
2026-02-06 | 10:17 | 135-2 | F7 | C2 | 36557 | 36557 | Horizontal | CBAN | 135-2 | J5 | 36557 | Under Built(UB) | Bare | 135-2 | [5 empty] | a221333427 | Landis | 60 | 6 | AWG | 0.5 | 6 | AWG | 3 Phase | 124.5654 | 11.2891 | OBADO |  | 11.28914,124.56537
2026-02-06 | 10:18 | 135-3 | F7 | C8 | 36557 | 36557 | Horizontal | CBAN | 135-3 | J5 | 36557 | Under Built(UB) | Bare | 135- | [8 empty] | 6 | AWG | 0.5 | 6 | AWG | 3 Phase | 124.5653 | 11.2892 | OBADO |  | 11.28921,124.56533
2026-02-06 | 10:18 | 135-3 | F7 | C8 | 36557 | 36557 | Horizontal | CBAN | 135-3 | J5 | 36557 | Under Built(UB) | Bare | 135-3 | [8 empty] | 6 | AWG | 0.5 | 6 | AWG | 3 Phase | 124.5653 | 11.2892 | OBADO |  | 11.28921,124.56533
2026-02-06 | 10:19 | 135-3 | F7 | C8 | 36557 | 36557 | Horizontal | CBAN | 135-3 | J5 | 36557 | Under Built(UB) | Bare | 135-3 | [5 empty] | 202501003036 | Techen | 60 | 6 | AWG | 0.5 | 6 | AWG | 3 Phase | 124.5651 | 11.2896 | OBADO |  | 11.28958,124.56509
2026-02-06 | 10:19 | 135-3 | F7 | C8 | 36557 | 36557 | Horizontal | CBAN | 135-3 | J5 | 36557 | Under Built(UB) | Bare | 135-3 | [5 empty] | a161463752 | Landis | 60 | 6 | AWG | 0.5 | 6 | AWG | 3 Phase | 124.5651 | 11.2896 | OBADO |  | 11.28958,124.56509
2026-02-06 | 10:19 | 135-3 | F7 | C8 | 36557 | 36557 | Horizontal | CBAN | 135-3 | J5 | 36557 | Under Built(UB) | Bare | 135-3 | [5 empty] | a15138087 | Landis | 60 | 6 | AWG | 0.5 | 6 | AWG | 3 Phase | 124.5651 | 11.2896 | OBADO |  | 11.28958,124.56509
2026-02-06 | 10:25 | 135-4 | F7 | C2 | 36557 | 36557 | Horizontal | CBAN | 135-4 | J5 | 36557 | Under Built(UB) | Bare | 135-4 | 50 |  | mmk yes iiobv good gonna bb BB na | [5 empty] | 6 | AWG | 0.5 | 6 | AWG | 3 Phase | 124.5651 | 11.2903 | OBADO |  | 11.29026,124.56506
2026-02-06 | 10:25 | 135-4 | F7 | C2 | 36557 | 36557 | Horizontal | CBAN | 135-4 | J5 | 36557 | Under Built(UB) | Bare | 135-4 | 50 |  | mmk yes iiobv good gonna bb BB na | [5 empty] | 6 | AWG | 0.5 | 6 | AWG | 3 Phase | 124.5651 | 11.2903 | OBADO |  | 11.29026,124.56506
2026-02-06 | 10:25 | 135-4 | F7 | C2 | 36557 | 36557 | Horizontal | CBAN | 135-4 | J5 | 36557 | Under Built(UB) | Bare | 135-4 | [5 empty] | 202501003598 | Intec | 60 | 6 | AWG | 0.5 | 6 | AWG | 3 Phase | 124.5649 | 11.2903 | OBADO |  | 11.29028,124.56493
2026-02-06 | 10:25 | 135-4 | F7 | C2 | 36557 | 36557 | Horizontal | CBAN | 135-4 | J5 | 36557 | Under Built(UB) | Bare | 135-4 | [5 empty] | a221480537 | Landis | 60 | 6 | AWG | 0.5 | 6 | AWG | 3 Phase | 124.5649 | 11.2903 | OBADO |  | 11.29028,124.56493
2026-02-06 | 10:25 | 135-4 | F7 | C2 | 36557 | 36557 | Horizontal | CBAN | 135-4 | J5 | 36557 | Under Built(UB) | Bare | 135-4 | [5 empty] | 202300205169 | Intec | 60 | 6 | AWG | 0.5 | 6 | AWG | 3 Phase | 124.5649 | 11.2903 | OBADO |  | 11.29028,124.56493
2026-02-06 | 10:26 | 135-4 | F7 | C2 | 36557 | 36557 | Horizontal | CBAN | 135-4 | J5 | 36557 | Under Built(UB) | Bare | 135-4 | [5 empty] | 202501002730 | Techen | 30 | 6 | AWG | 0.5 | 6 | AWG | 3 Phase | 124.5649 | 11.2903 | OBADO |  | 11.29028,124.56493
2026-02-06 | 10:26 | 135-4 | F7 | C2 | 36557 | 36557 | Horizontal | CBAN | 135-4 | J5 | 36557 | Under Built(UB) | Bare | 135-4 | [5 empty] | 202200102504 | Intec | 60 | 6 | AWG | 0.5 | 6 | AWG | 3 Phase | 124.5649 | 11.2904 | OBADO |  | 11.29036,124.56491
2026-02-06 | 10:26 | 135-4 | F7 | C2 | 36557 | 36557 | Horizontal | CBAN | 135-4 | J5 | 36557 | Under Built(UB) | Bare | 135-4 | [5 empty] | 202200102005 | Intec | 60 | 6 | AWG | 0.5 | 6 | AWG | 3 Phase | 124.5649 | 11.2904 | OBADO |  | 11.29036,124.56491
2026-02-06 | 10:26 | 135-4 | F7 | C2 | 36557 | 36557 | Horizontal | CBAN | 135-4 | J5 | 36557 | Under Built(UB) | Bare | 135-4 | [5 empty] | 202200103049 | Intec | 60 | 6 | AWG | 0.5 | 6 | AWG | 3 Phase | 124.5649 | 11.2904 | OBADO |  | 11.29036,124.56491
2026-02-06 | 10:26 | 135-4 | F7 | C2 | 36557 | 36557 | Horizontal | CBAN | 135-4 | J5 | 36557 | Under Built(UB) | Bare | 135-4 | [5 empty] | 202400086432 | Intec | 60 | 6 | AWG | 0.5 | 6 | AWG | 3 Phase | 124.5649 | 11.2904 | OBADO |  | 11.29036,124.56491
2026-02-06 | 10:29 | 135-5 | F7 | C8 | 36557 | 36557 | Horizontal | CBAN | 135-5 | J5 | 36557 | Under Built(UB) | Bare | 135-4 | [8 empty] | 6 | AWG | 0.5 | 6 | AWG | 3 Phase | 124.5646 | 11.2911 | OBADO |  | 11.29105,124.56456
2026-02-06 | 10:29 | 135-5 | F7 | C8 | 36557 | 36557 | Horizontal | CBAN | 135-5 | J5 | 36557 | Under Built(UB) | Bare | 135-5 | [8 empty] | 6 | AWG | 0.5 | 6 | AWG | 3 Phase | 124.5646 | 11.2911 | OBADO |  | 11.29105,124.56456
2026-02-06 | 10:30 | 135-5 | F7 | C8 | 36557 | 36557 | Horizontal | CBAN | 135-5 | J5 | 36557 | Under Built(UB) | Bare | 135-5 | [5 empty] | a071014594 | Landis | 60 | 6 | AWG | 0.5 | 6 | AWG | 3 Phase | 124.5646 | 11.2911 | OBADO |  | 11.29105,124.56456
2026-02-06 | 10:30 | 135-5 | F7 | C8 | 36557 | 36557 | Horizontal | CBAN | 135-5 | J5 | 36557 | Under Built(UB) | Bare | 135-5 | [5 empty] | 201900065705 | Intec | 60 | 6 | AWG | 0.5 | 6 | AWG | 3 Phase | 124.5646 | 11.2911 | OBADO |  | 11.29105,124.56456
2026-02-06 | 10:30 | 135-5 | F7 | C8 | 36557 | 36557 | Horizontal | CBAN | 135-5 | J5 | 36557 | Under Built(UB) | Bare | 135-5 | [5 empty] | 202400048962 | Intec | 60 | 6 | AWG | 0.5 | 6 | AWG | 3 Phase | 124.5646 | 11.2911 | OBADO |  | 11.29105,124.56456
2026-02-06 | 10:30 | 135-5 | F7 | C8 | 36557 | 36557 | Horizontal | CBAN | 135-5 | J5 | 36557 | Under Built(UB) | Bare | 135-5 | [5 empty] | a291457599 | Landis | 60 | 6 | AWG | 0.5 | 6 | AWG | 3 Phase | 124.5646 | 11.2911 | OBADO |  | 11.29105,124.56456
2026-02-06 | 10:31 | 135-5 | F7 | C8 | 36557 | 36557 | Horizontal | CBAN | 135-5 | J5 | 36557 | Under Built(UB) | Bare | 135-5 | [5 empty] | a221474593 | Landis | 60 | 6 | AWG | 0.5 | 6 | AWG | 3 Phase | 124.5646 | 11.2911 | OBADO |  | 11.29105,124.56456
2026-02-06 | 10:31 | 135-5 | F7 | C8 | 36557 | 36557 | Horizontal | CBAN | 135-5 | J5 | 36557 | Under Built(UB) | Bare | 135-5 | [5 empty] | a151538260 | Landis | 60 | 6 | AWG | 0.5 | 6 | AWG | 3 Phase | 124.5646 | 11.2911 | OBADO |  | 11.29105,124.56456
2026-02-06 | 10:32 | 135-6 | F7 | C2 | 36557 | 36557 | Horizontal | CBAN | 135-6 | J5 | 36557 | Under Built(UB) | Bare | 135-6 | [8 empty] | 6 | AWG | 0.5 | 6 | AWG | 3 Phase | 124.5645 | 11.2911 | OBADO |  | 11.29107,124.56449
2026-02-06 | 10:32 | 135-6 | F7 | C2 | 36557 | 36557 | Horizontal | CBAN | 135-6 | J5 | 36557 | Under Built(UB) | Bare | 135-6 | [5 empty] | 202100042274 | Intec | 60 | 6 | AWG | 0.5 | 6 | AWG | 3 Phase | 124.5638 | 11.2911 | OBADO |  | 11.29106,124.56377
2026-02-06 | 10:32 | 135-6 | F7 | C2 | 36557 | 36557 | Horizontal | CBAN | 135-6 | J5 | 36557 | Under Built(UB) | Bare | 135-6 | [5 empty] | 13796746 | Enertek | 60 | 6 | AWG | 0.5 | 6 | AWG | 3 Phase | 124.5638 | 11.2911 | OBADO |  | 11.29106,124.56377
2026-02-06 | 10:35 | 135-7 | F7 | C8 | 36557 | 36557 | Horizontal | CBAN | 135-7 | J5 | 36557 | Under Built(UB) | Bare | 135-7 | [8 empty] | 6 | AWG | 0.5 | 6 | AWG | 3 Phase | 124.563 | 11.2912 | OBADO |  | 11.29125,124.56299
2026-02-06 | 10:36 | 135-7 | F7 | C8 | 36557 | 36557 | Horizontal | CBAN | 135-7 | J5 | 36557 | Under Built(UB) | Bare | 135-7 | [5 empty] | 13796740 | Enertek | 60 | 6 | AWG | 0.5 | 6 | AWG | 3 Phase | 124.563 | 11.2912 | OBADO |  | 11.29123,124.56303
2026-02-06 | 10:36 | 135-7 | F7 | C8 | 36557 | 36557 | Horizontal | CBAN | 135-7 | J5 | 36557 | Under Built(UB) | Bare | 135-7 | [5 empty] | 13796744 | Enertek | 60 | 6 | AWG | 0.5 | 6 | AWG | 3 Phase | 124.563 | 11.2912 | OBADO |  | 11.29123,124.56303
2026-02-06 | 10:36 | 135-7 | F7 | C8 | 36557 | 36557 | Horizontal | CBAN | 135-7 | J5 | 36557 | Under Built(UB) | Bare | 135-7 | [5 empty] | 202400313911 | Intec | 60 | 6 | AWG | 0.5 | 6 | AWG | 3 Phase | 124.563 | 11.2912 | OBADO |  | 11.29123,124.56303
2026-02-06 | 10:37 | 135-8 | F7 | C1 | 36557 | 36557 | Horizontal | CBAN | 135-8 | J5 | 36557 | Under Built(UB) | Bare | 135-8 | [8 empty] | 6 | AWG | 0.5 | 6 | AWG | 3 Phase | 124.5625 | 11.292 | OBADO |  | 11.292,124.5625
2026-02-06 | 10:38 | 135-8 | F7 | C1 | 36557 | 36557 | Horizontal | CBAN | 135-8 | J5 | 36557 | Under Built(UB) | Bare | 135-8 | [5 empty] | 201900067164 | Intec | 30 | 6 | AWG | 0.5 | 6 | AWG | 3 Phase | 124.5625 | 11.292 | OBADO |  | 11.29203,124.56253
2026-02-06 | 10:38 | 135-8 | F7 | C1 | 36557 | 36557 | Horizontal | CBAN | 135-8 | J5 | 36557 | Under Built(UB) | Bare | 135-8 | [5 empty] | 202400047906 | Intec | 60 | 6 | AWG | 0.5 | 6 | AWG | 3 Phase | 124.5625 | 11.292 | OBADO |  | 11.29203,124.56253
2026-02-06 | 10:38 | 135-8 | F7 | C1 | 36557 | 36557 | Horizontal | CBAN | 135-8 | J5 | 36557 | Under Built(UB) | Bare | 135-8 | [5 empty] | 202300205574 | Intec | 60 | 6 | AWG | 0.5 | 6 | AWG | 3 Phase | 124.5625 | 11.292 | OBADO |  | 11.29203,124.56253
2026-02-06 | 10:38 | 135-8 | F7 | C1 | 36557 | 36557 | Horizontal | CBAN | 135-8 | J5 | 36557 | Under Built(UB) | Bare | 135-8 | [5 empty] | 201900068046 | Intec | 60 | 6 | AWG | 0.5 | 6 | AWG | 3 Phase | 124.5625 | 11.292 | OBADO |  | 11.29203,124.56253
2026-02-06 | 10:38 | 135-8 | F7 | C1 | 36557 | 36557 | Horizontal | CBAN | 135-8 | J5 | 36557 | Under Built(UB) | Bare | 135-8 | [5 empty] | 202400315196 | Intec | 60 | 6 | AWG | 0.5 | 6 | AWG | 3 Phase | 124.5625 | 11.292 | OBADO |  | 11.29203,124.56253
2026-02-06 | 10:39 | 135-8 | F7 | C1 | 36557 | 36557 | Horizontal | CBAN | 135-8 | J5 | 36557 | Under Built(UB) | Bare | 135-8 | [5 empty] | 13796750 | Enertek | 60 | 6 | AWG | 0.5 | 6 | AWG | 3 Phase | 124.5625 | 11.292 | OBADO |  | 11.29203,124.56253
2026-02-06 | 10:39 | 135-8 | F7 | C1 | 36557 | 36557 | Horizontal | CBAN | 135-8 | J5 | 36557 | Under Built(UB) | Bare | 135-8 | [5 empty] | 201900060079 | Intec | 60 | 6 | AWG | 0.5 | 6 | AWG | 3 Phase | 124.5625 | 11.292 | OBADO |  | 11.29203,124.56253
2026-02-06 | 10:39 | 135-8 | F7 | C1 | 36557 | 36557 | Horizontal | CBAN | 135-8 | J5 | 36557 | Under Built(UB) | Bare | 135-8 | [5 empty] | 201900062618 | Intec | 60 | 6 | AWG | 0.5 | 6 | AWG | 3 Phase | 124.5625 | 11.292 | OBADO |  | 11.29203,124.56253
2026-02-06 | 10:39 | 135-8 | F7 | C1 | 36557 | 36557 | Horizontal | CBAN | 135-8 | J5 | 36557 | Under Built(UB) | Bare | 135-8 | [5 empty] | 13796743 | Enertek | 60 | 6 | AWG | 0.5 | 6 | AWG | 3 Phase | 124.5625 | 11.292 | OBADO |  | 11.29203,124.56253
2026-02-06 | 10:39 | 135-8 | F7 | C1 | 36557 | 36557 | Horizontal | CBAN | 135-8 | J5 | 36557 | Under Built(UB) | Bare | 135-8 | [5 empty] | 202501001713 | Intec | 60 | 6 | AWG | 0.5 | 6 | AWG | 3 Phase | 124.5625 | 11.292 | OBADO |  | 11.29203,124.56253
2026-02-06 | 10:40 | 135-8 | F7 | C1 | 36557 | 36557 | Horizontal | CBAN | 135-8 | J5 | 36557 | Under Built(UB) | Bare | 135-8 | [5 empty] | 13796748 | Enertek | 60 | 6 | AWG | 0.5 | 6 | AWG | 3 Phase | 124.5625 | 11.292 | OBADO |  | 11.29203,124.56253
2026-02-06 | 10:40 | 135-8 | F7 | C1 | 36557 | 36557 | Horizontal | CBAN | 135-8 | J5 | 36557 | Under Built(UB) | Bare | 135-8 | [5 empty] | a051310061 | Landis | 60 | 6 | AWG | 0.5 | 6 | AWG | 3 Phase | 124.5625 | 11.292 | OBADO |  | 11.29203,124.56253
2026-02-06 | 10:40 | 135-8 | F7 | C1 | 36557 | 36557 | Horizontal | CBAN | 135-8 | J5 | 36557 | Under Built(UB) | Bare | 135-8 | [5 empty] | 202501001715 | Techen | 60 | 6 | AWG | 0.5 | 6 | AWG | 3 Phase | 124.5625 | 11.292 | OBADO |  | 11.29203,124.56253
2026-02-06 | 10:43 | 1359 | F7 | C3 | 36557 | 36557 | Vertical | CBAN | 135-9 | J6 | 36557 | Under Built(UB) | Bare | 135-8 | [8 empty] | 6 | AWG | 0.5 | 6 | AWG | 3 Phase | 124.5623 | 11.2931 | OBADO |  | 11.29306,124.56233
2026-02-06 | 10:43 | 1359 | F7 | C3 | 36557 | 36557 | Vertical | CBAN | 135-9 | J6 | 36557 | Under Built(UB) | Bare | 135-9 | [8 empty] | 6 | AWG | 0.5 | 6 | AWG | 3 Phase | 124.5623 | 11.2931 | OBADO |  | 11.29306,124.56233
2026-02-06 | 10:43 | 1359 | F7 | C3 | 36557 | 36557 | Vertical | CBAN | 135-9 | J6 | 36557 | Under Built(UB) | Bare | 135-9 | [5 empty] | 13796109 | Enertek | 30 | 6 | AWG | 0.5 | 6 | AWG | 3 Phase | 124.5623 | 11.2931 | OBADO |  | 11.29306,124.56233
2026-02-06 | 10:43 | 1359 | F7 | C3 | 36557 | 36557 | Vertical | CBAN | 135-9 | J6 | 36557 | Under Built(UB) | Bare | 135-9 | [5 empty] | 13796749 | Enertek | 60 | 6 | AWG | 0.5 | 6 | AWG | 3 Phase | 124.5623 | 11.2931 | OBADO |  | 11.29306,124.56233
2026-02-06 | 10:43 | 1359 | F7 | C3 | 36557 | 36557 | Vertical | CBAN | 135-9 | J6 | 36557 | Under Built(UB) | Bare | 135-9 | [5 empty] | 13796741 | Enertek | 100 | 6 | AWG | 0.5 | 6 | AWG | 3 Phase | 124.5623 | 11.2931 | OBADO |  | 11.29306,124.56233
2026-02-06 | 10:44 | 1359 | F7 | C3 | 36557 | 36557 | Vertical | CBAN | 135-9 | J6 | 36557 | Under Built(UB) | Bare | 135-9 | [5 empty] | a151535211 | Landis | 100 | 6 | AWG | 0.5 | 6 | AWG | 3 Phase | 124.5623 | 11.2931 | OBADO |  | 11.29306,124.56233
2026-02-06 | 10:44 | 1359 | F7 | C3 | 36557 | 36557 | Vertical | CBAN | 135-9 | J6 | 36557 | Under Built(UB) | Bare | 135-9 | [5 empty] | 202400087591 | Intec | 100 | 6 | AWG | 0.5 | 6 | AWG | 3 Phase | 124.5623 | 11.2931 | OBADO |  | 11.29306,124.56233
2026-02-06 | 10:44 | 1359 | F7 | C3 | 36557 | 36557 | Vertical | CBAN | 135-9 | J6 | 36557 | Under Built(UB) | Bare | 135-9 | [5 empty] | 12685606 | Enertek | 100 | 6 | AWG | 0.5 | 6 | AWG | 3 Phase | 124.5623 | 11.2931 | OBADO |  | 11.29306,124.56233
2026-02-06 | 10:44 | 1359 | F7 | C3 | 36557 | 36557 | Vertical | CBAN | 135-9 | J6 | 36557 | Under Built(UB) | Bare | 135-9 | [5 empty] | 13796110 | Enertek | 100 | 6 | AWG | 0.5 | 6 | AWG | 3 Phase | 124.5623 | 11.2931 | OBADO |  | 11.29306,124.56233
2026-02-06 | 10:44 | 1359 | F7 | C3 | 36557 | 36557 | Vertical | CBAN | 135-9 | J6 | 36557 | Under Built(UB) | Bare | 135-9 | [5 empty] | a221462614 | Landis | 610 | 6 | AWG | 0.5 | 6 | AWG | 3 Phase | 124.5623 | 11.2931 | OBADO |  | 11.29306,124.56233
2026-02-06 | 10:45 | 1359 | F7 | C3 | 36557 | 36557 | Vertical | CBAN | 135-9 | J6 | 36557 | Under Built(UB) | Bare | 135-9 | [5 empty] | a221462614 | Landis | 60 | 6 | AWG | 0.5 | 6 | AWG | 3 Phase | 124.5623 | 11.2931 | OBADO |  | 11.29306,124.56233
2026-02-06 | 10:45 | 1359 | F7 | C3 | 36557 | 36557 | Vertical | CBAN | 135-9 | J6 | 36557 | Under Built(UB) | Bare | 135-9 | [5 empty] | a221462702 | Landis | 60 | 6 | AWG | 0.5 | 6 | AWG | 3 Phase | 124.5623 | 11.2931 | OBADO |  | 11.29306,124.56233
2026-02-06 | 10:45 | 1359 | F7 | C3 | 36557 | 36557 | Vertical | CBAN | 135-9 | J6 | 36557 | Under Built(UB) | Bare | 135-9 | [5 empty] | 201700023822 | Intec | 100 | 6 | AWG | 0.5 | 6 | AWG | 3 Phase | 124.5623 | 11.2931 | OBADO |  | 11.29306,124.56233
2026-02-06 | 10:45 | 1359 | F7 | C3 | 36557 | 36557 | Vertical | CBAN | 135-9 | J6 | 36557 | Under Built(UB) | Bare | 135-9 | [5 empty] | 201900066676 | Intec | 100 | 6 | AWG | 0.5 | 6 | AWG | 3 Phase | 124.5623 | 11.2931 | OBADO |  | 11.29306,124.56233
2026-02-06 | 10:46 | 1359 | F7 | C3 | 36557 | 36557 | Vertical | CBAN | 135-9 | J6 | 36557 | Under Built(UB) | Bare | 135-9 | [5 empty] | 201800158134 | Intec | 100 | 6 | AWG | 0.5 | 6 | AWG | 3 Phase | 124.5623 | 11.2931 | OBADO |  | 11.29306,124.56233
2026-02-06 | 10:46 | 1359 | F7 | C3 | 36557 | 36557 | Vertical | CBAN | 135-9 | J6 | 36557 | Under Built(UB) | Bare | 135-9 | [5 empty] | 202400086317 | Intec | 100 | 6 | AWG | 0.5 | 6 | AWG | 3 Phase | 124.5623 | 11.2931 | OBADO |  | 11.29306,124.56233
2026-02-06 | 10:46 | 1359 | F7 | C3 | 36557 | 36557 | Vertical | CBAN | 135-9 | J6 | 36557 | Under Built(UB) | Bare | 135-9 | [5 empty] | 202400086313 | Intec | 100 | 6 | AWG | 0.5 | 6 | AWG | 3 Phase | 124.5623 | 11.2931 | OBADO |  | 11.29306,124.56233
2026-02-06 | 10:46 | 1359 | F7 | C3 | 36557 | 36557 | Vertical | CBAN | 135-9 | J6 | 36557 | Under Built(UB) | Bare | 135-9 | [5 empty] | a351389548 | Landis | 60 | 6 | AWG | 0.5 | 6 | AWG | 3 Phase | 124.5623 | 11.2931 | OBADO |  | 11.29306,124.56233
2026-02-06 | 10:46 | 1359 | F7 | C3 | 36557 | 36557 | Vertical | CBAN | 135-9 | J6 | 36557 | Under Built(UB) | Bare | 135-9 | [5 empty] | a281146513 | Landis | 60 | 6 | AWG | 0.5 | 6 | AWG | 3 Phase | 124.5623 | 11.2931 | OBADO |  | 11.29306,124.56233
2026-02-06 | 10:46 | 1359 | F7 | C3 | 36557 | 36557 | Vertical | CBAN | 135-9 | J6 | 36557 | Under Built(UB) | Bare | 135-9 | [5 empty] | a151244792 | Landis | 60 | 6 | AWG | 0.5 | 6 | AWG | 3 Phase | 124.5623 | 11.2931 | OBADO |  | 11.29306,124.56233
2026-02-06 | 10:47 | 1359 | F7 | C3 | 36557 | 36557 | Vertical | CBAN | 135-9 | J6 | 36557 | Under Built(UB) | Bare | 135-9 | [5 empty] | a351389555 | Landis | 100 | 6 | AWG | 0.5 | 6 | AWG | 3 Phase | 124.5623 | 11.2931 | OBADO |  | 11.29306,124.56233
2026-02-06 | 10:47 | 1359 | F7 | C3 | 36557 | 36557 | Vertical | CBAN | 135-9 | J6 | 36557 | Under Built(UB) | Bare | 135-9 | [5 empty] | 201900065288 | Intec | 100 | 6 | AWG | 0.5 | 6 | AWG | 3 Phase | 124.5623 | 11.2931 | OBADO |  | 11.29306,124.56233
2026-02-06 | 10:47 | 135-9 | F7 | C3 | 36557 | 36557 | Vertical | CBAN | 135-9 | J6 | 36557 | Under Built(UB) | Bare | 135-9 | [8 empty] | 6 | AWG | 0.5 | 6 | AWG | 3 Phase | 124.5623 | 11.2931 | OBADO |  | 11.29306,124.56233
2026-02-06 | 10:49 | 135-10 | F7 | C1 | 36557 | 36557 | Vertical | CBAN | 135-10 | J6 | 36557 | Under Built(UB) | Bare | 135-9 | [8 empty] | 6 | AWG | 0.5 | 6 | AWG | 3 Phase | 124.5623 | 11.2931 | OBADO |  | 11.29307,124.56227
2026-02-06 | 10:49 | 135-10 | F7 | C1 | 36557 | 36557 | Vertical | CBAN | 135-10 | J6 | 36557 | Under Built(UB) | Bare | 135-10 | [8 empty] | 6 | AWG | 0.5 | 6 | AWG | 3 Phase | 124.5623 | 11.2931 | OBADO |  | 11.29307,124.56227
2026-02-06 | 10:50 | 135-10 | F7 | C1 | 36557 | 36557 | Vertical | CBAN | 135-10 | J6 | 36557 | Under Built(UB) | Bare | 135-10 | 15 | Common | 135-10 | CN | No |  |  |  | 6 | AWG | 0.5 | 6 | AWG | 3 Phase | 124.562 | 11.2935 | OBADO |  | 11.2935,124.56201
2026-02-06 | 10:50 | 135-10 | F7 | C1 | 36557 | 36557 | Vertical | CBAN | 135-10 | J6 | 36557 | Under Built(UB) | Bare | 135-10 | 15 | Common | 135-10 | CN | No | 202400048409 | Intec | 60 | 6 | AWG | 0.5 | 6 | AWG | 3 Phase | 124.562 | 11.2935 | OBADO |  | 11.29349,124.56202
2026-02-06 | 10:51 | 135-10-a | F7 | A1 | 36557 | 36557 | Vertical | CN | 135-10--a | J6 | 36557 | Under Built(UB) | Bare | 135-10 | 15 | Common | 135-10 | CN | No |  |  |  | 6 | AWG | 0.5 | 6 | AWG | Single Phase | 124.5619 | 11.2934 | OBADO |  | 11.29338,124.56186
2026-02-06 | 10:51 | 135-10-a | F7 | A1 | 36557 | 36557 | Vertical | CN | 135-10--a | J5 | 36557 | Open Secondary(OS) | Duplex | 135-10-a |  |  |  | CN |  |  |  |  | 6 | AWG | 0.5 | 6 | AWG | Single Phase | 124.5619 | 11.2934 | OBADO |  | 11.29338,124.56186
2026-02-06 | 10:54 | 135-10-b | F7 | A6 | 36557 | 36557 | Vertical | CN | 135-10--b | J5 | 36557 | Open Secondary(OS) | Duplex | 135-10-a |  |  |  | CN |  |  |  |  | 6 | AWG | 0.5 | 6 | AWG | Single Phase | 124.5619 | 11.2934 | OBADO |  | 11.29338,124.56186
2026-02-06 | 10:54 | 135-10-b | F7 | A6 | 36557 | 36557 | Vertical | CN | 135-10--b | J6 | 36557 | Open Secondary(OS) | Duplex | 135-10-b |  |  |  | CN |  |  |  |  | 6 | AWG | 0.5 | 6 | AWG | Single Phase | 124.5615 | 11.293 | OBADO |  | 11.29305,124.56146
2026-02-06 | 10:55 | 135-10-b | F7 | A6 | 36557 | 36557 | Vertical | CN | 135-10--b | J6 | 36557 | Open Secondary(OS) | Duplex | 135-10-b | 15 | Common | 135_10-b | CN | Yes |  |  |  | 6 | AWG | 0.5 | 6 | AWG | Single Phase | 124.5615 | 11.2931 | OBADO |  | 11.29307,124.56146
2026-02-06 | 10:55 | 135-10-b | F7 | A6 | 36557 | 36557 | Vertical | CN | 135-10--b | J6 | 36557 | Open Secondary(OS) | Duplex | 135-10-b | 15 | Common | 135_10-b | CN | Yes | 466104 | Intec | 60 | 6 | AWG | 0.5 | 6 | AWG | Single Phase | 124.5615 | 11.2931 | OBADO |  | 11.29307,124.56146
2026-02-06 | 10:55 | 135-10-b | F7 | A6 | 36557 | 36557 | Vertical | CN | 135-10--b | J6 | 36557 | Open Secondary(OS) | Duplex | 135-10-b | 15 | Common | 135_10-b | CN | Yes | 202400315002 | Intec | 60 | 6 | AWG | 0.5 | 6 | AWG | Single Phase | 124.5615 | 11.2931 | OBADO |  | 11.29307,124.56146
2026-02-06 | 10:55 | 135-10-b | F7 | A6 | 36557 | 36557 | Vertical | CN | 135-10--b | J6 | 36557 | Open Secondary(OS) | Duplex | 135-10-b | 15 | Common | 135_10-b | CN | Yes | a221480173 | Landis | 60 | 6 | AWG | 0.5 | 6 | AWG | Single Phase | 124.5615 | 11.2931 | OBADO |  | 11.29307,124.56146
2026-02-06 | 10:55 | 135-10-b | F7 | A6 | 36557 | 36557 | Vertical | CN | 135-10--b | J6 | 36557 | Open Secondary(OS) | Duplex | 135-10-b | 15 | Common | 135_10-b | CN | Yes | 485964 | Intec | 100 | 6 | AWG | 0.5 | 6 | AWG | Single Phase | 124.5615 | 11.2931 | OBADO |  | 11.29307,124.56146
2026-02-06 | 10:56 | 135-10-b | F7 | A6 | 36557 | 36557 | Vertical | CN | 135-10--b | J6 | 36557 | Open Secondary(OS) | Duplex | 135-10-b | 15 | Common | 135_10-b | CN | Yes | 485796 | Intec | 100 | 6 | AWG | 0.5 | 6 | AWG | Single Phase | 124.5615 | 11.2931 | OBADO |  | 11.29307,124.56146
2026-02-06 | 10:57 | 135-10-b-1 | F7 | A6 | 36557 | 36557 | Vertical | CN | 135-10--b-1 | J6 | 36557 | Open Secondary(OS) | Duplex | 135-10-b | 15 | Common | 135_10-b | CN | Yes |  |  |  | 6 | AWG | 0.5 | 6 | AWG | Single Phase | 124.5611 | 11.2929 | OBADO |  | 11.29295,124.56111
2026-02-06 | 10:58 | 135-10-b-1 | F7 | A6 | 36557 | 36557 | Vertical | CN | 135-10--b-1 | J5 | 36557 | Open Secondary(OS) | Duplex | 135-10-b-1 |  |  |  | CN |  |  |  |  | 6 | AWG | 0.5 | 6 | AWG | Single Phase | 124.5611 | 11.2929 | OBADO |  | 11.29295,124.56111
2026-02-06 | 10:58 | 135-10-b-1 | F7 | A6 | 36557 | 36557 | Vertical | CN | 135-10--b-1 | J5 | 36557 | Open Secondary(OS) | Duplex | 135-10-b-1 |  |  |  | CN |  | 202100150622 | Intec | 100 | 6 | AWG | 0.5 | 6 | AWG | Single Phase | 124.5611 | 11.2929 | OBADO |  | 11.29295,124.56111
2026-02-06 | 10:58 | 135-10-b-1 | F7 | A6 | 36557 | 36557 | Vertical | CN | 135-10--b-1 | J5 | 36557 | Open Secondary(OS) | Duplex | 135-10-b-1 |  |  |  | CN |  | 202100042273 | Intec | 100 | 6 | AWG | 0.5 | 6 | AWG | Single Phase | 124.5611 | 11.2929 | OBADO |  | 11.29295,124.56111
2026-02-06 | 10:58 | 135-10-b-1 | F7 | A6 | 36557 | 36557 | Vertical | CN | 135-10--b-1 | J5 | 36557 | Open Secondary(OS) | Duplex | 135-10-b-1 |  |  |  | CN |  | 201900069499 | Intec | 100 | 6 | AWG | 0.5 | 6 | AWG | Single Phase | 124.5611 | 11.2929 | OBADO |  | 11.29295,124.56111
2026-02-06 | 10:58 | 135-10-b-1 | F7 | A6 | 36557 | 36557 | Vertical | CN | 135-10--b-1 | J5 | 36557 | Open Secondary(OS) | Duplex | 135-10-b-1 |  |  |  | CN |  | 485792 | Intec | 100 | 6 | AWG | 0.5 | 6 | AWG | Single Phase | 124.5611 | 11.2929 | OBADO |  | 11.29295,124.56111
2026-02-06 | 11:00 | 135-10-b-2 | F7 | A6 | 36557 | 36557 | Vertical | CN | 135-10--b-2 | J5 | 36557 | Open Secondary(OS) | Duplex | 135-10-b-1 |  |  |  | CN |  |  |  |  | 6 | AWG | 0.5 | 6 | AWG | Single Phase | 124.5612 | 11.2929 | OBADO |  | 11.29294,124.56117
2026-02-06 | 11:00 | 135-10-b-2 | F7 | A6 | 36557 | 36557 | Vertical | CN | 135-10--b-2 | J5 | 36557 | Open Secondary(OS) | Duplex | 135-10-b-2 |  |  |  | CN |  |  |  |  | 6 | AWG | 0.5 | 6 | AWG | Single Phase | 124.5612 | 11.2929 | OBADO |  | 11.29294,124.56117
2026-02-06 | 11:00 | 135-10-b-2 | F7 | A6 | 36557 | 36557 | Vertical | CN | 135-10--b-2 | J5 | 36557 | Open Secondary(OS) | Duplex | 135-10-b-2 |  |  |  | CN |  | 202400314001 | Intec | 60 | 6 | AWG | 0.5 | 6 | AWG | Single Phase | 124.5612 | 11.2929 | OBADO |  | 11.29294,124.56117
2026-02-06 | 11:00 | 135-10-b-2 | F7 | A6 | 36557 | 36557 | Vertical | CN | 135-10--b-2 | J5 | 36557 | Open Secondary(OS) | Duplex | 135-10-b-2 |  |  |  | CN |  | 485795 | Intec | 60 | 6 | AWG | 0.5 | 6 | AWG | Single Phase | 124.5605 | 11.2929 | OBADO |  | 11.29291,124.56047
2026-02-06 | 11:02 | 135-10-b-3 | F7 | A6 | 36557 | 36557 | Vertical | CN | 135-10--b-3 | J5 | 36557 | Open Secondary(OS) | Duplex | 135-10-b-2 |  |  |  | CN |  |  |  |  | 6 | AWG | 0.5 | 6 | AWG | Single Phase | 124.5602 | 11.2928 | OBADO |  | 11.29278,124.56021
2026-02-06 | 11:02 | 135-10-b-3 | F7 | A6 | 36557 | 36557 | Vertical | CN | 135-10--b-3 | J6 | 36557 | Open Secondary(OS) | Duplex | 135-10-b-3 |  |  |  | CN |  |  |  |  | 6 | AWG | 0.5 | 6 | AWG | Single Phase | 124.5602 | 11.2928 | OBADO |  | 11.29276,124.56021
2026-02-06 | 11:02 | 135-10-b-3 | F7 | A6 | 36557 | 36557 | Vertical | CN | 135-10--b-3 | J6 | 36557 | Open Secondary(OS) | Duplex | 135-10-b-3 |  |  |  | CN |  | 485966 | Intec | 60 | 6 | AWG | 0.5 | 6 | AWG | Single Phase | 124.5602 | 11.2928 | OBADO |  | 11.29276,124.56021
2026-02-06 | 11:03 | 135-10-b-4 | F7 | A6 | 36557 | 36557 | Vertical | CN | 135-10--b-4 | J5 | 36557 | Open Secondary(OS) | Duplex | 135-10-b-4 |  |  |  | CN |  |  |  |  | 6 | AWG | 0.5 | 6 | AWG | Single Phase | 124.5602 | 11.2928 | OBADO |  | 11.29276,124.56021
2026-02-06 | 11:04 | 135-10-b-4 | F7 | A6 | 36557 | 36557 | Vertical | CN | 135-10--b-4 | J5 | 36557 | Open Secondary(OS) | Duplex | 135-10-b-4 |  |  |  | CN |  | 485967 | Intec | 30 | 6 | AWG | 0.5 | 6 | AWG | Single Phase | 124.5602 | 11.2928 | OBADO |  | 11.29276,124.56021
2026-02-06 | 11:04 | 135-10-b-4 | F7 | A6 | 36557 | 36557 | Vertical | CN | 135-10--b-4 | J5 | 36557 | Open Secondary(OS) | Duplex | 135-10-b-4 |  |  |  | CN |  | 90283357 | Techen | 60 | 6 | AWG | 0.5 | 6 | AWG | Single Phase | 124.5602 | 11.2924 | OBADO |  | 11.29236,124.56021
2026-02-06 | 11:04 | 135-10-b-4 | F7 | A6 | 36557 | 36557 | Vertical | CN | 135-10--b-4 | J5 | 36557 | Open Secondary(OS) | Duplex | 135-10-b-4 |  |  |  | CN |  | 202100042278 | Intec | 60 | 6 | AWG | 0.5 | 6 | AWG | Single Phase | 124.5602 | 11.2924 | OBADO |  | 11.29236,124.56021
2026-02-06 | 11:06 | 135-10-b-5 | F7 | A6 | 36557 | 36557 | Vertical | CN | 135-10--b-5 | J6 | 36557 | Open Secondary(OS) | Duplex | 135-10-b-5 |  |  |  | CN |  |  |  |  | 6 | AWG | 0.5 | 6 | AWG | Single Phase | 124.5602 | 11.2924 | OBADO |  | 11.29236,124.56021
2026-02-06 | 11:06 | 135-10-b-5 | F7 | A6 | 36557 | 36557 | Vertical | CN | 135-10--b-5 | J6 | 36557 | Open Secondary(OS) | Duplex | 135-10-b-5 |  |  |  | CN |  | 485970 | Intec | 30 | 6 | AWG | 0.5 | 6 | AWG | Single Phase | 124.5603 | 11.2919 | OBADO |  | 11.29194,124.56028
2026-02-06 | 11:06 | 135-10-b-5 | F7 | A6 | 36557 | 36557 | Vertical | CN | 135-10--b-5 | J6 | 36557 | Open Secondary(OS) | Duplex | 135-10-b-5 |  |  |  | CN |  | 485954 | Intec | 30 | 6 | AWG | 0.5 | 6 | AWG | Single Phase | 124.5603 | 11.2919 | OBADO |  | 11.29194,124.56028
2026-02-06 | 11:06 | 135-10-b-5 | F7 | A6 | 36557 | 36557 | Vertical | CN | 135-10--b-5 | J6 | 36557 | Open Secondary(OS) | Duplex | 135-10-b-5 |  |  |  | CN |  | 485791 | Intec | 30 | 6 | AWG | 0.5 | 6 | AWG | Single Phase | 124.5603 | 11.2919 | OBADO |  | 11.29194,124.56028
2026-02-06 | 11:06 | 135-10-b-5 | F7 | A6 | 36557 | 36557 | Vertical | CN | 135-10--b-5 | J6 | 36557 | Open Secondary(OS) | Duplex | 135-10-b-5 |  |  |  | CN |  | 485800 | Intec | 30 | 6 | AWG | 0.5 | 6 | AWG | Single Phase | 124.5603 | 11.2919 | OBADO |  | 11.29194,124.56028
2026-02-06 | 11:06 | 135-10-b-5 | F7 | A6 | 36557 | 36557 | Vertical | CN | 135-10--b-5 | J6 | 36557 | Open Secondary(OS) | Duplex | 135-10-b-5 |  |  |  | CN |  | 485963 | Intec | 30 | 6 | AWG | 0.5 | 6 | AWG | Single Phase | 124.5603 | 11.2919 | OBADO |  | 11.29194,124.56028
2026-02-06 | 11:07 | 135-10-b-5 | F7 | A6 | 36557 | 36557 | Vertical | CN | 135-10--b-5 | J6 | 36557 | Open Secondary(OS) | Duplex | 135-10-b-5 |  |  |  | CN |  | 485965 | Intec | 30 | 6 | AWG | 0.5 | 6 | AWG | Single Phase | 124.5603 | 11.2919 | OBADO |  | 11.29194,124.56028
2026-02-06 | 11:07 | 135-10-b-5 | F7 | A6 | 36557 | 36557 | Vertical | CN | 135-10--b-5 | J6 | 36557 | Open Secondary(OS) | Duplex | 135-10-b-5 |  |  |  | CN |  | 485957 | Intec | 30 | 6 | AWG | 0.5 | 6 | AWG | Single Phase | 124.5603 | 11.2919 | OBADO |  | 11.29194,124.56028
2026-02-06 | 11:07 | 135-10-b-5 | F7 | A6 | 36557 | 36557 | Vertical | CN | 135-10--b-5 | J6 | 36557 | Open Secondary(OS) | Duplex | 135-10-b-5 |  |  |  | CN |  | 202200101749 | Intec | 60 | 6 | AWG | 0.5 | 6 | AWG | Single Phase | 124.5602 | 11.292 | OBADO |  | 11.29204,124.56024
2026-02-06 | 11:07 | 135-10-b-5 | F7 | A6 | 36557 | 36557 | Vertical | CN | 135-10--b-5 | J6 | 36557 | Open Secondary(OS) | Duplex | 135-10-b-5 |  |  |  | CN |  | 202400315655 | Intec | 60 | 6 | AWG | 0.5 | 6 | AWG | Single Phase | 124.5602 | 11.292 | OBADO |  | 11.29204,124.56024
2026-02-06 | 11:25 | 135-11 | F7 | C8 | 36557 | 36557 | Horizontal | CBAN | 135-11 | [18 empty] | 3 Phase | 124.5617 | 11.2938 | OBADO |  | 11.29377,124.56171
2026-02-06 | 11:26 | 135-11 | F7 | C8 | 36557 | 36557 | Horizontal | CBAN | 135-11 | J5 | 36557 | Under Built(UB) | Bare | 135-11 | [13 empty] | 3 Phase | 124.5617 | 11.2938 | OBADO |  | 11.2938,124.56172
2026-02-06 | 11:27 | 135-11 | F7 | C8 | 36557 | 36557 | Horizontal | CBAN | 135-11 | J5 | 36557 | Under Built(UB) | Bare | 135-11 | [5 empty] | 12685068 | Enertek | 60 | 6 | AWG | 0.5 | 6 | AWG | 3 Phase | 124.5617 | 11.2938 | OBADO |  | 11.2938,124.56172
2026-02-06 | 11:27 | 135-11 | F7 | C8 | 36557 | 36557 | Horizontal | CBAN | 135-11 | J5 | 36557 | Under Built(UB) | Bare | 135-11 | [5 empty] | a071013650 | Landis | 60 | 6 | AWG | 0.5 | 6 | AWG | 3 Phase | 124.5617 | 11.2938 | OBADO |  | 11.2938,124.56172
2026-02-06 | 11:27 | 135-11 | F7 | C8 | 36557 | 36557 | Horizontal | CBAN | 135-11 | J5 | 36557 | Under Built(UB) | Bare | 135-11 | [5 empty] | a161464111 | Landis | 60 | 6 | AWG | 0.5 | 6 | AWG | 3 Phase | 124.5617 | 11.2938 | OBADO |  | 11.2938,124.56172
2026-02-06 | 11:27 | 135-11 | F7 | C8 | 36557 | 36557 | Horizontal | CBAN | 135-11 | J5 | 36557 | Under Built(UB) | Bare | 135-11 | [5 empty] | a221462965 | Landis | 60 | 6 | AWG | 0.5 | 6 | AWG | 3 Phase | 124.5617 | 11.2938 | OBADO |  | 11.2938,124.56172
2026-02-06 | 11:27 | 135-11 | F7 | C8 | 36557 | 36557 | Horizontal | CBAN | 135-11 | J5 | 36557 | Under Built(UB) | Bare | 135-11 | [5 empty] | 202200101610 | Intec | 60 | 6 | AWG | 0.5 | 6 | AWG | 3 Phase | 124.5617 | 11.2938 | OBADO |  | 11.2938,124.56172
2026-02-06 | 11:27 | 135-11 | F7 | C8 | 36557 | 36557 | Horizontal | CBAN | 135-11 | J5 | 36557 | Under Built(UB) | Bare | 135-11 | [5 empty] | 13796112 | Enertek | 30 | 6 | AWG | 0.5 | 6 | AWG | 3 Phase | 124.5617 | 11.2938 | OBADO |  | 11.2938,124.56172
2026-02-06 | 11:28 | 135-11 | F7 | C8 | 36557 | 36557 | Horizontal | CBAN | 135-11 | J5 | 36557 | Under Built(UB) | Bare | 135-11 | [5 empty] | 13796108 | Enertek | 60 | 6 | AWG | 0.5 | 6 | AWG | 3 Phase | 124.5617 | 11.2938 | OBADO |  | 11.2938,124.56172
2026-02-06 | 11:28 | 135-11 | F7 | C8 | 36557 | 36557 | Horizontal | CBAN | 135-11 | J5 | 36557 | Under Built(UB) | Bare | 135-11 | [5 empty] | 13796104 | Enertek | 60 | 6 | AWG | 0.5 | 6 | AWG | 3 Phase | 124.5617 | 11.2938 | OBADO |  | 11.2938,124.56172
2026-02-06 | 11:28 | 135-11 | F7 | C8 | 36557 | 36557 | Horizontal | CBAN | 135-11 | J5 | 36557 | Under Built(UB) | Bare | 135-11 | [5 empty] | a221480123 | Landis | 60 | 6 | AWG | 0.5 | 6 | AWG | 3 Phase | 124.5617 | 11.2938 | OBADO |  | 11.2938,124.56172
2026-02-06 | 11:28 | 135-11 | F7 | C8 | 36557 | 36557 | Horizontal | CBAN | 135-11 | J5 | 36557 | Under Built(UB) | Bare | 135-11 | [5 empty] | a361186897 | Landis | 60 | 6 | AWG | 0.5 | 6 | AWG | 3 Phase | 124.5617 | 11.2938 | OBADO |  | 11.2938,124.56172
2026-02-06 | 11:28 | 135-11 | F7 | C8 | 36557 | 36557 | Horizontal | CBAN | 135-11 | J5 | 36557 | Under Built(UB) | Bare | 135-11 | [5 empty] | 487997 | Intec | 60 | 6 | AWG | 0.5 | 6 | AWG | 3 Phase | 124.5617 | 11.2938 | OBADO |  | 11.2938,124.56172
2026-02-06 | 12:26 | 135-12 | F7 | C8 | 36557 | 36557 | Horizontal | CBAN | 135-12 | [18 empty] | 3 Phase | 124.5622 | 11.2945 | OBADO |  | 11.29454,124.56219
2026-02-06 | 12:26 | 135-12 | F7 | C8 | 36557 | 36557 | Horizontal | CBAN | 135-12 | J6 | 36557 | Under Built(UB) | Bare | 135-12 | [13 empty] | 3 Phase | 124.5621 | 11.2945 | OBADO |  | 11.29453,124.56213
2026-02-06 | 12:27 | 135-12 | F7 | C8 | 36557 | 36557 | Horizontal | CBAN | 135-12 | J6 | 36557 | Under Built(UB) | Bare | 135-12 | [5 empty] | 202400314428 | Intec | 60 | 6 | AWG | 0.5 | 6 | AWG | 3 Phase | 124.5621 | 11.2945 | OBADO |  | 11.29453,124.56213
2026-02-06 | 12:27 | 135-12 | F7 | C8 | 36557 | 36557 | Horizontal | CBAN | 135-12 | J6 | 36557 | Under Built(UB) | Bare | 135-12 | [5 empty] | 202100042276 | Intec | 60 | 6 | AWG | 0.5 | 6 | AWG | 3 Phase | 124.5621 | 11.2945 | OBADO |  | 11.29453,124.56213
2026-02-06 | 12:27 | 135-12 | F7 | C8 | 36557 | 36557 | Horizontal | CBAN | 135-12 | J6 | 36557 | Under Built(UB) | Bare | 135-12 | [5 empty] | 90284356 | Techen | 60 | 6 | AWG | 0.5 | 6 | AWG | 3 Phase | 124.5621 | 11.2945 | OBADO |  | 11.29453,124.56213
2026-02-06 | 12:29 | 135-13 | F7 | C1 | 36557 | 36557 | Horizontal | CBAN | 135-13 | J6 | 36557 | Under Built(UB) | Bare | 135-12 | [8 empty] | 6 | AWG | 0.5 | 6 | AWG | 3 Phase | 124.5621 | 11.2945 | OBADO |  | 11.29449,124.56212
2026-02-06 | 12:29 | 135-13 | F7 | C1 | 36557 | 36557 | Horizontal | CBAN | 135-13 | J5 | 36557 | Under Built(UB) | Bare | 135-13 | [8 empty] | 6 | AWG | 0.5 | 6 | AWG | 3 Phase | 124.5619 | 11.2955 | OBADO |  | 11.29546,124.56191
2026-02-06 | 12:29 | 135-13 | F7 | C1 | 36557 | 36557 | Horizontal | CBAN | 135-13 | J5 | 36557 | Under Built(UB) | Bare | 135-13 | [5 empty] | 202501001714 | Techen | 30 | 6 | AWG | 0.5 | 6 | AWG | 3 Phase | 124.5619 | 11.2955 | OBADO |  | 11.29546,124.56191
2026-02-06 | 12:30 | 135-13 | F7 | C1 | 36557 | 36557 | Horizontal | CBAN | 135-13 | J5 | 36557 | Under Built(UB) | Bare | 135-13 | [5 empty] | 201900069458 | Intec | 60 | 6 | AWG | 0.5 | 6 | AWG | 3 Phase | 124.5619 | 11.2955 | OBADO |  | 11.29546,124.56191
2026-02-06 | 12:32 | 135-14 | F7 | C2 | 36557 | 36557 | Horizontal | CBAN | 135-14 | [18 empty] | 3 Phase | 124.5614 | 11.2964 | OBADO |  | 11.29642,124.56135
2026-02-06 | 12:33 | 135-14 | F7 | C2 | 36557 | 36557 | Horizontal | CBAN | 135-14 | J5 | 36557 | Under Built(UB) | Bare | 135-14 | [13 empty] | 3 Phase | 124.5614 | 11.2964 | OBADO |  | 11.29642,124.56135
2026-02-06 | 12:33 | 135-14 | F7 | C2 | 36557 | 36557 | Horizontal | CBAN | 135-14 | J5 | 36557 | Under Built(UB) | Bare | 135-14 | [5 empty] | 360836 |  | 30 | 6 | AWG | 0.5 | 6 | AWG | 3 Phase | 124.5614 | 11.2964 | OBADO |  | 11.29642,124.56135
2026-02-06 | 12:33 | 135-14 | F7 | C2 | 36557 | 36557 | Horizontal | CBAN | 135-14 | J5 | 36557 | Under Built(UB) | Bare | 135-14 | [5 empty] | 360835 |  | 30 | 6 | AWG | 0.5 | 6 | AWG | 3 Phase | 124.5614 | 11.2964 | OBADO |  | 11.29642,124.56135
2026-02-06 | 12:34 | 135-14 | F7 | C2 | 36557 | 36557 | Horizontal | CBAN | 135-14 | J5 | 36557 | Under Built(UB) | Bare | 135-14 | [5 empty] | a151244538 | Landis | 60 | 6 | AWG | 0.5 | 6 | AWG | 3 Phase | 124.5614 | 11.2964 | OBADO |  | 11.29642,124.56135
2026-02-06 | 12:34 | 135-14 | F7 | C2 | 36557 | 36557 | Horizontal | CBAN | 135-14 | J5 | 36557 | Under Built(UB) | Bare | 135-14 | [5 empty] | a151244541 | Landis | 30 | 6 | AWG | 0.5 | 6 | AWG | 3 Phase | 124.5614 | 11.2964 | OBADO |  | 11.29642,124.56135
2026-02-06 | 12:34 | 135-14 | F7 | C2 | 36557 | 36557 | Horizontal | CBAN | 135-14 | J5 | 36557 | Under Built(UB) | Bare | 135-14 | [5 empty] | a251259330 | Landis | 60 | 6 | AWG | 0.5 | 6 | AWG | 3 Phase | 124.5614 | 11.2964 | OBADO |  | 11.29642,124.56135
2026-02-06 | 12:34 | 135-14 | F7 | C2 | 36557 | 36557 | Horizontal | CBAN | 135-14 | J5 | 36557 | Under Built(UB) | Bare | 135-14 | [5 empty] | a161464109 | Landis | 30 | 6 | AWG | 0.5 | 6 | AWG | 3 Phase | 124.5614 | 11.2964 | OBADO |  | 11.29642,124.56135
2026-02-06 | 12:34 | 135-14 | F7 | C2 | 36557 | 36557 | Horizontal | CBAN | 135-14 | J5 | 36557 | Under Built(UB) | Bare | 135-14 | [5 empty] | 202200101506 | Intec | 60 | 6 | AWG | 0.5 | 6 | AWG | 3 Phase | 124.5614 | 11.2964 | OBADO |  | 11.29642,124.56135
2026-02-06 | 12:35 | 135-14 | F7 | C2 | 36557 | 36557 | Horizontal | CBAN | 135-14 | J5 | 36557 | Under Built(UB) | Bare | 135-14 | [5 empty] | a202100040283 | Intec | 30 | 6 | AWG | 0.5 | 6 | AWG | 3 Phase | 124.5614 | 11.2965 | OBADO |  | 11.29645,124.56135
2026-02-06 | 12:35 | 135-14 | F7 | C2 | 36557 | 36557 | Horizontal | CBAN | 135-14 | J5 | 36557 | Under Built(UB) | Bare | 135-14 | [5 empty] | 485129 | Intec | 30 | 6 | AWG | 0.5 | 6 | AWG | 3 Phase | 124.5614 | 11.2965 | OBADO |  | 11.29645,124.56135
2026-02-06 | 12:35 | 135-14 | F7 | C2 | 36557 | 36557 | Horizontal | CBAN | 135-14 | J5 | 36557 | Under Built(UB) | Bare | 135-14 | [5 empty] | a151535385 | Landis | 60 | 6 | AWG | 0.5 | 6 | AWG | 3 Phase | 124.5614 | 11.2965 | OBADO |  | 11.29645,124.56135
2026-02-06 | 12:35 | 135-14 | F7 | C2 | 36557 | 36557 | Horizontal | CBAN | 135-14 | J5 | 36557 | Under Built(UB) | Bare | 135-14 | [5 empty] | 201700024552 | Intec | 60 | 6 | AWG | 0.5 | 6 | AWG | 3 Phase | 124.5614 | 11.2965 | OBADO |  | 11.29645,124.56135
2026-02-06 | 12:36 | 135-14 | F7 | C2 | 36557 | 36557 | Horizontal | CBAN | 135-14 | J5 | 36557 | Under Built(UB) | Bare | 135-14 | [5 empty] | a411111396 | Landis | 60 | 6 | AWG | 0.5 | 6 | AWG | 3 Phase | 124.5614 | 11.2965 | OBADO |  | 11.29645,124.56135
2026-02-06 | 12:36 | 135-14 | F7 | C2 | 36557 | 36557 | Horizontal | CBAN | 135-14 | J5 | 36557 | Under Built(UB) | Bare | 135-14 | [5 empty] | 202400085076 | Intec | 60 | 6 | AWG | 0.5 | 6 | AWG | 3 Phase | 124.5614 | 11.2965 | OBADO |  | 11.29645,124.56135
2026-02-06 | 12:36 | 135-14 | F7 | C2 | 36557 | 36557 | Horizontal | CBAN | 135-14 | J5 | 36557 | Under Built(UB) | Bare | 135-14 | [5 empty] | a351389681 | Landis | 60 | 6 | AWG | 0.5 | 6 | AWG | 3 Phase | 124.5613 | 11.2966 | OBADO |  | 11.29657,124.56126
2026-02-06 | 12:36 | 135-14 | F7 | C2 | 36557 | 36557 | Horizontal | CBAN | 135-14 | J5 | 36557 | Under Built(UB) | Bare | 135-14 | [5 empty] | a351389549 | Landis | 60 | 6 | AWG | 0.5 | 6 | AWG | 3 Phase | 124.5613 | 11.2966 | OBADO |  | 11.29657,124.56126
2026-02-06 | 12:36 | 135-14 | F7 | C2 | 36557 | 36557 | Horizontal | CBAN | 135-14 | J5 | 36557 | Under Built(UB) | Bare | 135-14 | [5 empty] | a351389595 | Landis | 60 | 6 | AWG | 0.5 | 6 | AWG | 3 Phase | 124.5613 | 11.2966 | OBADO |  | 11.29657,124.56126
2026-02-06 | 12:36 | 135-14 | F7 | C2 | 36557 | 36557 | Horizontal | CBAN | 135-14 | J5 | 36557 | Under Built(UB) | Bare | 135-14 | [5 empty] | a351389682 | Landis | 60 | 6 | AWG | 0.5 | 6 | AWG | 3 Phase | 124.5613 | 11.2966 | OBADO |  | 11.29657,124.56126
2026-02-06 | 12:37 | 135-14 | F7 | C2 | 36557 | 36557 | Horizontal | CBAN | 135-14 | J5 | 36557 | Under Built(UB) | Bare | 135-14 | [5 empty] | a071014499 | Landis | 30 | 6 | AWG | 0.5 | 6 | AWG | 3 Phase | 124.5613 | 11.2966 | OBADO |  | 11.29657,124.56126
2026-02-06 | 12:38 | 135-15 | F7 | C1 | 36557 | 36557 | Horizontal | CBAN | 135-15 | J5 | 36557 | Under Built(UB) | Bare | 135-14 | [8 empty] | 6 | AWG | 0.5 | 6 | AWG | 3 Phase | 124.5613 | 11.2967 | OBADO |  | 11.29671,124.56129
2026-02-06 | 12:39 | 135-15 | F7 | C1 | 36557 | 36557 | Horizontal | CBAN | 135-15 | J5 | 36557 | Under Built(UB) | Bare | 135-15 | [8 empty] | 6 | AWG | 0.5 | 6 | AWG | 3 Phase | 124.5611 | 11.2969 | OBADO |  | 11.29687,124.56113
2026-02-06 | 12:39 | 135-15 | F7 | C1 | 36557 | 36557 | Horizontal | CBAN | 135-15 | J5 | 36557 | Under Built(UB) | Bare | 135-15 | [5 empty] | 12686544 | Enertek | 60 | 6 | AWG | 0.5 | 6 | AWG | 3 Phase | 124.5611 | 11.2969 | OBADO |  | 11.29687,124.56113
2026-02-06 | 12:39 | 135-15 | F7 | C1 | 36557 | 36557 | Horizontal | CBAN | 135-15 | J5 | 36557 | Under Built(UB) | Bare | 135-15 | [5 empty] | a151464105 | Landis | 30 | 6 | AWG | 0.5 | 6 | AWG | 3 Phase | 124.5611 | 11.2969 | OBADO |  | 11.29687,124.56113
2026-02-06 | 12:39 | 135-15 | F7 | C1 | 36557 | 36557 | Horizontal | CBAN | 135-15 | J5 | 36557 | Under Built(UB) | Bare | 135-15 | [5 empty] | a161464110 | Landis |  | 6 | AWG | 0.5 | 6 | AWG | 3 Phase | 124.5609 | 11.2971 | OBADO |  | 11.29709,124.56085
2026-02-06 | 12:40 | 135-15 | F7 | C1 | 36557 | 36557 | Horizontal | CBAN | 135-15 | J5 | 36557 | Under Built(UB) | Bare | 135-15 | [5 empty] | a091197890 | Landis | 60 | 6 | AWG | 0.5 | 6 | AWG | 3 Phase | 124.5609 | 11.2971 | OBADO |  | 11.29709,124.56085
2026-02-06 | 12:40 | 135-15 | F7 | C1 | 36557 | 36557 | Horizontal | CBAN | 135-15 | J5 | 36557 | Under Built(UB) | Bare | 135-15 | [5 empty] | a351390836 | Landis | 30 | 6 | AWG | 0.5 | 6 | AWG | 3 Phase | 124.5609 | 11.2971 | OBADO |  | 11.29709,124.56085
2026-02-06 | 12:40 | 135-15 | F7 | C1 | 36557 | 36557 | Horizontal | CBAN | 135-15 | J5 | 36557 | Under Built(UB) | Bare | 135-15 | [5 empty] | a251122066 | Landis | 30 | 6 | AWG | 0.5 | 6 | AWG | 3 Phase | 124.5609 | 11.2971 | OBADO |  | 11.29709,124.56085
2026-02-06 | 12:40 | 135-15 | F7 | C1 | 36557 | 36557 | Horizontal | CBAN | 135-15 | J5 | 36557 | Under Built(UB) | Bare | 135-15 | [5 empty] | a351390929 | Landis | 30 | 6 | AWG | 0.5 | 6 | AWG | 3 Phase | 124.5609 | 11.2971 | OBADO |  | 11.29709,124.56085
2026-02-06 | 12:41 | 135-15 | F7 | C1 | 36557 | 36557 | Horizontal | CBAN | 135-15 | J5 | 36557 | Under Built(UB) | Bare | 135-15 | [5 empty] | a351390800 | Landis | 30 | 6 | AWG | 0.5 | 6 | AWG | 3 Phase | 124.5608 | 11.2971 | OBADO |  | 11.29712,124.56081
2026-02-06 | 12:41 | 135-15 | F7 | C1 | 36557 | 36557 | Horizontal | CBAN | 135-15 | J5 | 36557 | Under Built(UB) | Bare | 135-15 | [5 empty] | a351389680 | Landis | 30 | 6 | AWG | 0.5 | 6 | AWG | 3 Phase | 124.5608 | 11.2971 | OBADO |  | 11.29712,124.56081
2026-02-06 | 12:41 | 135-15 | F7 | C1 | 36557 | 36557 | Horizontal | CBAN | 135-15 | J5 | 36557 | Under Built(UB) | Bare | 135-15 | [5 empty] | 359988 |  | 60 | 6 | AWG | 0.5 | 6 | AWG | 3 Phase | 124.5608 | 11.2971 | OBADO |  | 11.29712,124.56081
2026-02-06 | 12:41 | 135-15 | F7 | C1 | 36557 | 36557 | Horizontal | CBAN | 135-15 | J5 | 36557 | Under Built(UB) | Bare | 135-15 | [5 empty] | 202300205521 | Intec | 30 | 6 | AWG | 0.5 | 6 | AWG | 3 Phase | 124.5608 | 11.2971 | OBADO |  | 11.29712,124.56081
2026-02-06 | 12:42 | 135-15 | F7 | C1 | 36557 | 36557 | Horizontal | CBAN | 135-15 | J5 | 36557 | Under Built(UB) | Bare | 135-15 | [5 empty] | a221474518 | Landis | 30 | 6 | AWG | 0.5 | 6 | AWG | 3 Phase | 124.5608 | 11.2971 | OBADO |  | 11.29714,124.56076
2026-02-06 | 12:42 | 135-15 | F7 | C1 | 36557 | 36557 | Horizontal | CBAN | 135-15 | J5 | 36557 | Under Built(UB) | Bare | 135-15 | [5 empty] | a151537598 | Landis | 60 | 6 | AWG | 0.5 | 6 | AWG | 3 Phase | 124.5608 | 11.2971 | OBADO |  | 11.29714,124.56076
2026-02-06 | 12:42 | 135-15 | F7 | C1 | 36557 | 36557 | Horizontal | CBAN | 135-15 | J5 | 36557 | Under Built(UB) | Bare | 135-15 | [5 empty] | a151537746 | Landis | 60 | 6 | AWG | 0.5 | 6 | AWG | 3 Phase | 124.5608 | 11.2971 | OBADO |  | 11.29714,124.56076
2026-02-06 | 12:42 | 135-15 | F7 | C1 | 36557 | 36557 | Horizontal | CBAN | 135-15 | J5 | 36557 | Under Built(UB) | Bare | 135-15 | [5 empty] | a151538659 | Landis | 30 | 6 | AWG | 0.5 | 6 | AWG | 3 Phase | 124.5608 | 11.2971 | OBADO |  | 11.29714,124.56076
2026-02-06 | 12:42 | 135-15 | F7 | C1 | 36557 | 36557 | Horizontal | CBAN | 135-15 | J5 | 36557 | Under Built(UB) | Bare | 135-15 | [5 empty] | SCL35128 | Landis | 60 | 6 | AWG | 0.5 | 6 | AWG | 3 Phase | 124.5608 | 11.2971 | OBADO |  | 11.29714,124.56076
2026-02-06 | 12:42 | 135-15 | F7 | C1 | 36557 | 36557 | Horizontal | CBAN | 135-15 | J5 | 36557 | Under Built(UB) | Bare | 135-15 | [5 empty] | 201700022652 | Intec | 60 | 6 | AWG | 0.5 | 6 | AWG | 3 Phase | 124.5608 | 11.2971 | OBADO |  | 11.29714,124.56076
2026-02-06 | 12:42 | 135-15 | F7 | C1 | 36557 | 36557 | Horizontal | CBAN | 135-15 | J5 | 36557 | Under Built(UB) | Bare | 135-15 | [5 empty] | 362236 |  | 60 | 6 | AWG | 0.5 | 6 | AWG | 3 Phase | 124.5608 | 11.2971 | OBADO |  | 11.29714,124.56076
2026-02-06 | 12:43 | 135-15 | F7 | C1 | 36557 | 36557 | Horizontal | CBAN | 135-15 | J5 | 36557 | Under Built(UB) | Bare | 135-15 | [5 empty] | 360832 |  | 60 | 6 | AWG | 0.5 | 6 | AWG | 3 Phase | 124.5608 | 11.2971 | OBADO |  | 11.29714,124.56076
2026-02-06 | 12:43 | 135-15 | F7 | C1 | 36557 | 36557 | Horizontal | CBAN | 135-15 | J5 | 36557 | Under Built(UB) | Bare | 135-15 | [5 empty] | a351389678 | Landis | 60 | 6 | AWG | 0.5 | 6 | AWG | 3 Phase | 124.5608 | 11.2971 | OBADO |  | 11.29714,124.56076
2026-02-06 | 12:43 | 135-15 | F7 | C1 | 36557 | 36557 | Horizontal | CBAN | 135-15 | J5 | 36557 | Under Built(UB) | Bare | 135-15 | [5 empty] | a351389679 | Landis | 60 | 6 | AWG | 0.5 | 6 | AWG | 3 Phase | 124.5608 | 11.2971 | OBADO |  | 11.29714,124.56076
2026-02-06 | 12:43 | 135-15 | F7 | C1 | 36557 | 36557 | Horizontal | CBAN | 135-15 | J5 | 36557 | Under Built(UB) | Bare | 135-15 | [5 empty] | a261452001 | Landis | 60 | 6 | AWG | 0.5 | 6 | AWG | 3 Phase | 124.5608 | 11.2971 | OBADO |  | 11.29714,124.56076
2026-02-06 | 12:43 | 135-15 | F7 | C1 | 36557 | 36557 | Horizontal | CBAN | 135-15 | J5 | 36557 | Under Built(UB) | Bare | 135-15 | [5 empty] | 362235 |  | 60 | 6 | AWG | 0.5 | 6 | AWG | 3 Phase | 124.5608 | 11.2971 | OBADO |  | 11.29714,124.56076
2026-02-06 | 12:44 | 135-15 | F7 | C1 | 36557 | 36557 | Horizontal | CBAN | 135-15 | J5 | 36557 | Under Built(UB) | Bare | 135-15 | [5 empty] | 20234429 | Techen | 60 | 6 | AWG | 0.5 | 6 | AWG | 3 Phase | 124.5608 | 11.2971 | OBADO |  | 11.29714,124.56076
2026-02-06 | 12:44 | 135-15 | F7 | C1 | 36557 | 36557 | Horizontal | CBAN | 135-15 | J5 | 36557 | Under Built(UB) | Bare | 135-15 | [5 empty] | 202300205573 | Intec | 60 | 6 | AWG | 0.5 | 6 | AWG | 3 Phase | 124.5608 | 11.2971 | OBADO |  | 11.29714,124.56076
2026-02-06 | 12:45 | 135-16 | F7 | C1 | 36557 | 36557 | Horizontal | CBAN | 135-16 | J5 | 36557 | Under Built(UB) | Bare | 135-15 | [8 empty] | 6 | AWG | 0.5 | 6 | AWG | 3 Phase | 124.5608 | 11.2971 | OBADO |  | 11.29714,124.56076
2026-02-06 | 12:45 | 135-16 | F7 | C1 | 36557 | 36557 | Horizontal | CBAN | 135-16 | J5 | 36557 | Under Built(UB) | Bare | 135-15 | [8 empty] | 6 | AWG | 0.5 | 6 | AWG | 3 Phase | 124.5608 | 11.2971 | OBADO |  | 11.29714,124.56076
2026-02-06 | 12:45 | 135-16 | F7 | C1 | 36557 | 36557 | Horizontal | CBAN | 135-16 | J5 | 36557 | Under Built(UB) | Bare | 135-15 | [8 empty] | 6 | AWG | 0.5 | 6 | AWG | 3 Phase | 124.5608 | 11.2971 | OBADO |  | 11.29714,124.56076
2026-02-06 | 12:46 | 135-16 | F7 | C1 | 36557 | 36557 | Horizontal | CBAN | 135-16 | J5 | 36557 | Under Built(UB) | Bare | 135-16 | [8 empty] | 6 | AWG | 0.5 | 6 | AWG | 3 Phase | 124.5608 | 11.2971 | OBADO |  | 11.29714,124.56076
2026-02-06 | 12:46 | 135-16 | F7 | C1 | 36557 | 36557 | Horizontal | CBAN | 135-16 | J5 | 36557 | Under Built(UB) | Bare | 135-16 | 25 | Common | 135-16 | BN | Yes |  |  |  | 6 | AWG | 0.5 | 6 | AWG | 3 Phase | 124.5607 | 11.2973 | OBADO |  | 11.29728,124.5607
2026-02-06 | 12:46 | 135-16 | F7 | C1 | 36557 | 36557 | Horizontal | CBAN | 135-16 | J5 | 36557 | Under Built(UB) | Bare | 135-16 | 25 | Common | 135-16 | BN | Yes | a351389597 | Landis | 30 | 6 | AWG | 0.5 | 6 | AWG | 3 Phase | 124.5607 | 11.2973 | OBADO |  | 11.29728,124.5607
2026-02-06 | 12:47 | 135-16 | F7 | C1 | 36557 | 36557 | Horizontal | CBAN | 135-16 | J5 | 36557 | Under Built(UB) | Bare | 135-16 | 25 | Common | 135-16 | BN | Yes | a351389550 | Landis | 60 | 6 | AWG | 0.5 | 6 | AWG | 3 Phase | 124.5607 | 11.2973 | OBADO |  | 11.29728,124.5607
2026-02-06 | 12:47 | 135-16 | F7 | C1 | 36557 | 36557 | Horizontal | CBAN | 135-16 | J5 | 36557 | Under Built(UB) | Bare | 135-16 | 25 | Common | 135-16 | BN | Yes | a351390930 | Landis | 60 | 6 | AWG | 0.5 | 6 | AWG | 3 Phase | 124.5602 | 11.2978 | OBADO |  | 11.29778,124.56022
2026-02-06 | 12:47 | 135-16 | F7 | C1 | 36557 | 36557 | Horizontal | CBAN | 135-16 | J5 | 36557 | Under Built(UB) | Bare | 135-16 | 25 | Common | 135-16 | BN | Yes | a241335386 | Landis | 60 | 6 | AWG | 0.5 | 6 | AWG | 3 Phase | 124.5602 | 11.2978 | OBADO |  | 11.29778,124.56022
2026-02-06 | 12:47 | 135-16 | F7 | C1 | 36557 | 36557 | Horizontal | CBAN | 135-16 | J5 | 36557 | Under Built(UB) | Bare | 135-16 | 25 | Common | 135-16 | BN | Yes | a251259729 | Landis | 60 | 6 | AWG | 0.5 | 6 | AWG | 3 Phase | 124.5602 | 11.2978 | OBADO |  | 11.29778,124.56022
2026-02-06 | 12:48 | 135-16 | F7 | C1 | 36557 | 36557 | Horizontal | CBAN | 135-16 | J5 | 36557 | Under Built(UB) | Bare | 135-16 | 25 | Common | 135-16 | BN | Yes | 202400084983 | Intec | 60 | 6 | AWG | 0.5 | 6 | AWG | 3 Phase | 124.5602 | 11.2978 | OBADO |  | 11.29778,124.56022
2026-02-06 | 12:49 | 135-17 | F7 | C1 | 36557 | 36557 | Horizontal | CBAN | 135-17 | J5 | 36557 | Under Built(UB) | Bare | 135-16 | 25 | Common | 135-16 | BN | Yes |  |  |  | 6 | AWG | 0.5 | 6 | AWG | 3 Phase | 124.5602 | 11.2978 | OBADO |  | 11.29778,124.56022
2026-02-06 | 12:49 | 135-17 | F7 | C1 | 36557 | 36557 | Horizontal | CBAN | 135-17 | J5 | 36557 | Under Built(UB) | Bare | 135-17 |  |  |  | BN |  |  |  |  | 6 | AWG | 0.5 | 6 | AWG | 3 Phase | 124.5598 | 11.2985 | OBADO |  | 11.29845,124.55979
2026-02-06 | 12:50 | 135-17 | F7 | C1 | 36557 | 36557 | Horizontal | CBAN | 135-17 | J5 | 36557 | Under Built(UB) | Bare | 135-17 |  |  |  | BN |  | 201800157595 | Intec | 60 | 6 | AWG | 0.5 | 6 | AWG | 3 Phase | 124.5598 | 11.2985 | OBADO |  | 11.29845,124.55979
2026-02-06 | 12:50 | 135-17 | F7 | C1 | 36557 | 36557 | Horizontal | CBAN | 135-17 | J5 | 36557 | Under Built(UB) | Bare | 135-17 |  |  |  | BN |  | 202300204476 | Intec | 60 | 6 | AWG | 0.5 | 6 | AWG | 3 Phase | 124.5598 | 11.2985 | OBADO |  | 11.29845,124.55979
2026-02-06 | 12:50 | 135-17 | F7 | C1 | 36557 | 36557 | Horizontal | CBAN | 135-17 | J5 | 36557 | Under Built(UB) | Bare | 135-17 |  |  |  | BN |  | 202501000225 | Techen | 30 | 6 | AWG | 0.5 | 6 | AWG | 3 Phase | 124.5598 | 11.2985 | OBADO |  | 11.29845,124.55979
2026-02-06 | 12:50 | 135-17 | F7 | C1 | 36557 | 36557 | Horizontal | CBAN | 135-17 | J5 | 36557 | Under Built(UB) | Bare | 135-17 |  |  |  | BN |  | a151538432 | Landis | 60 | 6 | AWG | 0.5 | 6 | AWG | 3 Phase | 124.5597 | 11.2985 | OBADO |  | 11.29846,124.55974
2026-02-06 | 12:51 | 135-17 | F7 | C1 | 36557 | 36557 | Horizontal | CBAN | 135-17 | J5 | 36557 | Under Built(UB) | Bare | 135-17 |  |  |  | BN |  | a151535380 | Landis | 60 | 6 | AWG | 0.5 | 6 | AWG | 3 Phase | 124.5597 | 11.2985 | OBADO |  | 11.29846,124.55974
2026-02-06 | 12:51 | 135-17 | F7 | C1 | 36557 | 36557 | Horizontal | CBAN | 135-17 | J5 | 36557 | Under Built(UB) | Bare | 135-17 |  |  |  | BN |  | 362238 |  | 60 | 6 | AWG | 0.5 | 6 | AWG | 3 Phase | 124.5597 | 11.2985 | OBADO |  | 11.29846,124.55974
2026-02-06 | 12:51 | 135-17 | F7 | C1 | 36557 | 36557 | Horizontal | CBAN | 135-17 | J5 | 36557 | Under Built(UB) | Bare | 135-17 |  |  |  | BN |  | a171112053 | Landis | 60 | 6 | AWG | 0.5 | 6 | AWG | 3 Phase | 124.5597 | 11.2985 | OBADO |  | 11.29846,124.55974
2026-02-06 | 12:51 | 135-17 | F7 | C1 | 36557 | 36557 | Horizontal | CBAN | 135-17 | J5 | 36557 | Under Built(UB) | Bare | 135-17 |  |  |  | BN |  | a091197816 | Landis | 60 | 6 | AWG | 0.5 | 6 | AWG | 3 Phase | 124.5597 | 11.2985 | OBADO |  | 11.29846,124.55974
2026-02-06 | 12:51 | 135-17 | F7 | C1 | 36557 | 36557 | Horizontal | CBAN | 135-17 | J5 | 36557 | Under Built(UB) | Bare | 135-17 |  |  |  | BN |  | a351390798 | Landis | 60 | 6 | AWG | 0.5 | 6 | AWG | 3 Phase | 124.5597 | 11.2985 | OBADO |  | 11.29846,124.55974
2026-02-06 | 12:52 | 135-17 | F7 | C1 | 36557 | 36557 | Horizontal | CBAN | 135-17 | J5 | 36557 | Under Built(UB) | Bare | 135-17 |  |  |  | BN |  | a351390799 | Landis | 60 | 6 | AWG | 0.5 | 6 | AWG | 3 Phase | 124.5597 | 11.2985 | OBADO |  | 11.29846,124.55974
2026-02-06 | 12:52 | 135-17 | F7 | C1 | 36557 | 36557 | Horizontal | CBAN | 135-17 | J5 | 36557 | Under Built(UB) | Bare | 135-17 |  |  |  | BN |  | 362227 |  | 60 | 6 | AWG | 0.5 | 6 | AWG | 3 Phase | 124.5597 | 11.2985 | OBADO |  | 11.29846,124.55974
2026-02-06 | 12:52 | 135-17 | F7 | C1 | 36557 | 36557 | Horizontal | CBAN | 135-17 | J5 | 36557 | Under Built(UB) | Bare | 135-17 |  |  |  | BN |  | a291457805 | Landis | 60 | 6 | AWG | 0.5 | 6 | AWG | 3 Phase | 124.5597 | 11.2985 | OBADO |  | 11.29846,124.55974
2026-02-06 | 12:52 | 135-17 | F7 | C1 | 36557 | 36557 | Horizontal | CBAN | 135-17 | J5 | 36557 | Under Built(UB) | Bare | 135-17 |  |  |  | BN |  | SCL35073 | Landis | 60 | 6 | AWG | 0.5 | 6 | AWG | 3 Phase | 124.5597 | 11.2985 | OBADO |  | 11.29846,124.55974
2026-02-06 | 12:54 | 135-18 | F7 | C1 | 36557 | 36557 | Horizontal | CBAN | 135-18 | J5 | 36557 | Under Built(UB) | Bare | 135-17 |  |  |  | BN |  |  |  |  | 6 | AWG | 0.5 | 6 | AWG | 3 Phase | 124.5597 | 11.2985 | OBADO |  | 11.29846,124.55974
2026-02-06 | 12:54 | 135-18 | F7 | C1 | 36557 | 36557 | Horizontal | CBAN | 135-18 | J5 | 36557 | Under Built(UB) | Bare | 135-18 |  |  |  | BN |  |  |  |  | 6 | AWG | 0.5 | 6 | AWG | 3 Phase | 124.5597 | 11.2985 | OBADO |  | 11.29846,124.55974
2026-02-06 | 12:54 | 135-18 | F7 | C1 | 36557 | 36557 | Horizontal | CBAN | 135-18 | J5 | 36557 | Under Built(UB) | Bare | 135-18 |  |  |  | BN |  | 362239 |  | 30 | 6 | AWG | 0.5 | 6 | AWG | 3 Phase | 124.5592 | 11.2992 | OBADO |  | 11.29922,124.55921
2026-02-06 | 12:54 | 135-18 | F7 | C1 | 36557 | 36557 | Horizontal | CBAN | 135-18 | J5 | 36557 | Under Built(UB) | Bare | 135-18 |  |  |  | BN |  | 362230 |  | 30 | 6 | AWG | 0.5 | 6 | AWG | 3 Phase | 124.5592 | 11.2992 | OBADO |  | 11.29922,124.55921
2026-02-06 | 12:54 | 135-18 | F7 | C1 | 36557 | 36557 | Horizontal | CBAN | 135-18 | J5 | 36557 | Under Built(UB) | Bare | 135-18 |  |  |  | BN |  | 90351106 | Techen | 60 | 6 | AWG | 0.5 | 6 | AWG | 3 Phase | 124.5592 | 11.2992 | OBADO |  | 11.29922,124.55921
2026-02-06 | 12:55 | 135-18 | F7 | C1 | 36557 | 36557 | Horizontal | CBAN | 135-18 | J5 | 36557 | Under Built(UB) | Bare | 135-18 |  |  |  | BN |  | 362240 |  | 60 | 6 | AWG | 0.5 | 6 | AWG | 3 Phase | 124.5592 | 11.2992 | OBADO |  | 11.29922,124.55921
2026-02-06 | 12:55 | 135-18 | F7 | C1 | 36557 | 36557 | Horizontal | CBAN | 135-18 | J5 | 36557 | Under Built(UB) | Bare | 135-18 |  |  |  | BN |  | 90282920 | Techen | 60 | 6 | AWG | 0.5 | 6 | AWG | 3 Phase | 124.5592 | 11.2992 | OBADO |  | 11.29917,124.55915
2026-02-06 | 12:56 | 135-19 | F7 | C1 | 36557 | 36557 | Horizontal | CBAN | 135-19 | J5 | 36557 | Under Built(UB) | Bare | 135-18 |  |  |  | BN |  |  |  |  | 6 | AWG | 0.5 | 6 | AWG | 3 Phase | 124.5592 | 11.2992 | OBADO |  | 11.29917,124.55915
2026-02-06 | 12:56 | 135-19 | F7 | C1 | 36557 | 36557 | Horizontal | CBAN | 135-19 | J5 | 36557 | Under Built(UB) | Bare | 135-19 |  |  |  | BN |  |  |  |  | 6 | AWG | 0.5 | 6 | AWG | 3 Phase | 124.5593 | 11.2994 | OBADO |  | 11.2994,124.55926
2026-02-06 | 12:57 | 135-19 | F7 | C1 | 36557 | 36557 | Horizontal | CBAN | 135-19 | J5 | 36557 | Under Built(UB) | Bare | 135-19 |  |  |  | BN |  | 201800157600 | Intec | 60 | 6 | AWG | 0.5 | 6 | AWG | 3 Phase | 124.5593 | 11.2994 | OBADO |  | 11.2994,124.55926
2026-02-06 | 12:57 | 135-19 | F7 | C1 | 36557 | 36557 | Horizontal | CBAN | 135-19 | J5 | 36557 | Under Built(UB) | Bare | 135-19 |  |  |  | BN |  | a161463747 | Landis | 60 | 6 | AWG | 0.5 | 6 | AWG | 3 Phase | 124.5593 | 11.2994 | OBADO |  | 11.2994,124.55926
2026-02-06 | 12:57 | 135-19 | F7 | C1 | 36557 | 36557 | Horizontal | CBAN | 135-19 | J5 | 36557 | Under Built(UB) | Bare | 135-19 |  |  |  | BN |  | a221473519 | Landis | 30 | 6 | AWG | 0.5 | 6 | AWG | 3 Phase | 124.5588 | 11.2996 | OBADO |  | 11.29961,124.55883
2026-02-06 | 13:00 | 135-20 | F7 | C8 | 36557 | 36557 | Horizontal | CBAN | 135-20 | J5 | 36557 | Under Built(UB) | Bare | 135-19 |  |  |  | BN |  |  |  |  | 6 | AWG | 0.5 | 6 | AWG | 3 Phase | 124.5588 | 11.2996 | OBADO |  | 11.29964,124.55877
2026-02-06 | 13:00 | 135-20 | F7 | C8 | 36557 | 36557 | Horizontal | CBAN | 135-20 | J6 | 36557 | Under Built(UB) | Bare | 135-20 |  |  |  | BN |  |  |  |  | 6 | AWG | 0.5 | 6 | AWG | 3 Phase | 124.5587 | 11.3001 | OBADO |  | 11.30012,124.55868
2026-02-06 | 13:01 | 135-20 | F7 | C8 | 36557 | 36557 | Horizontal | CBAN | 135-20 | J6 | 36557 | Under Built(UB) | Bare | 135-20 |  |  |  | BN |  | 202400047261 | Intec | 60 | 6 | AWG | 0.5 | 6 | AWG | 3 Phase | 124.5587 | 11.3001 | OBADO |  | 11.30012,124.55868
2026-02-06 | 13:01 | 135-20 | F7 | C8 | 36557 | 36557 | Horizontal | CBAN | 135-20 | J6 | 36557 | Under Built(UB) | Bare | 135-20 |  |  |  | BN |  | 202400047262 | Intec | 60 | 6 | AWG | 0.5 | 6 | AWG | 3 Phase | 124.5587 | 11.3001 | OBADO |  | 11.30012,124.55868
2026-02-06 | 13:03 | 135-20-a | F7 | C8 | 36557 | 36557 | Horizontal | CBAN | 135-20--a | J6 | 36557 | Under Built(UB) | Bare | 135-20 |  |  |  | BN |  |  |  |  | 6 | AWG | 0.5 | 6 | AWG | 3 Phase | 124.5583 | 11.3 | OBADO |  | 11.3,124.55832
2026-02-06 | 13:03 | 135-20-a | F7 | C8 | 36557 | 36557 | Horizontal | CBAN | 135-20--a | J5 | 36557 | Under Built(UB) | Bare | 135-20-a |  |  |  | BN |  |  |  |  | 6 | AWG | 0.5 | 6 | AWG | 3 Phase | 124.5583 | 11.3 | OBADO |  | 11.3,124.55832
2026-02-06 | 13:04 | 135-20-a | F7 | C1 | 36557 | 36557 | Horizontal | CBAN | 135-20--a | J5 | 36557 | Under Built(UB) | Bare | 135-20-a |  |  |  | BN |  |  |  |  | 6 | AWG | 0.5 | 6 | AWG | 3 Phase | 124.5583 | 11.3 | OBADO |  | 11.30002,124.55834
2026-02-06 | 13:04 | 135-20-a | F7 | C1 | 36557 | 36557 | Horizontal | CBAN | 135-20--a | J5 | 36557 | Under Built(UB) | Bare | 135-20-a |  |  |  | BN |  |  |  |  | 6 | AWG | 0.5 | 6 | AWG | 3 Phase | 124.5583 | 11.3 | OBADO |  | 11.30002,124.55834
2026-02-06 | 13:04 | 135-20-a | F7 | C1 | 36557 | 36557 | Horizontal | CBAN | 135-20--a | J5 | 36557 | Under Built(UB) | Bare | 135-20-a |  |  |  | BN |  |  |  |  | 6 | AWG | 0.5 | 6 | AWG | 3 Phase | 124.5583 | 11.3 | OBADO |  | 11.30002,124.55834
2026-02-06 | 13:04 | 135-20-a | F7 | C1 | 36557 | 36557 | Horizontal | CBAN | 135-20--a | J5 | 36557 | Under Built(UB) | Bare | 135-20-a |  |  |  | BN |  |  |  |  | 6 | AWG | 0.5 | 6 | AWG | 3 Phase | 124.5583 | 11.3 | OBADO |  | 11.30002,124.55834
2026-02-06 | 13:04 | 135-20-a | F7 | C1 | 36557 | 36557 | Horizontal | CBAN | 135-20--a | J5 | 36557 | Under Built(UB) | Bare | 135-20-a |  |  |  | BN |  |  |  |  | 6 | AWG | 0.5 | 6 | AWG | 3 Phase | 124.5583 | 11.3 | OBADO |  | 11.30002,124.55834
2026-02-06 | 13:04 | 135-20-a | F7 | C1 | 36557 | 36557 | Horizontal | CBAN | 135-20--a | J5 | 36557 | Under Built(UB) | Bare | 135-20-a |  |  |  | BN |  |  |  |  | 6 | AWG | 0.5 | 6 | AWG | 3 Phase | 124.5583 | 11.3 | OBADO |  | 11.30002,124.55834
2026-02-06 | 13:05 | 135-20-a | F7 | C1 | 36557 | 36557 | Horizontal | CBAN | 135-20--a | J5 | 36557 | Under Built(UB) | Duplex | 135-20-a |  |  |  | BN |  |  |  |  | 6 | AWG | 0.5 | 6 | AWG | 3 Phase | 124.5583 | 11.3 | OBADO |  | 11.30001,124.5583
2026-02-06 | 13:05 | 135-20-a | F7 | C1 | 36557 | 36557 | Horizontal | CBAN | 135-20--a | J5 | 36557 | Under Built(UB) | Duplex | 135-20-a |  |  |  | BN |  |  |  |  | 6 | AWG | 0.5 | 6 | AWG | 3 Phase | 124.5583 | 11.3 | OBADO |  | 11.30001,124.5583
2026-02-06 | 13:05 | 135-20-b | F7 | C1 | 36557 | 36557 | Horizontal | CBAN | 135-20--b | J5 | 36557 | Under Built(UB) | Duplex | 135-20-a |  |  |  | BN |  |  |  |  | 6 | AWG | 0.5 | 6 | AWG | 3 Phase | 124.5583 | 11.3 | OBADO |  | 11.30001,124.5583
2026-02-06 | 13:06 | 135-20-b | F7 | C1 | 36557 | 36557 | Horizontal | CBAN | 135-20--b | J5 | 36557 | Under Built(UB) | Duplex | 135-20-b |  |  |  | BN |  |  |  |  | 6 | AWG | 0.5 | 6 | AWG | 3 Phase | 124.5583 | 11.3 | OBADO |  | 11.30001,124.5583
2026-02-06 | 13:06 | 135-20-b | F7 | C2 | 36557 | 36557 | Horizontal | CBAN | 135-20--b | J5 | 36557 | Under Built(UB) | Duplex | 135-20-b |  |  |  | BN |  |  |  |  | 6 | AWG | 0.5 | 6 | AWG | 3 Phase | 124.5579 | 11.3 | OBADO |  | 11.29999,124.55786
2026-02-06 | 13:06 | 135-20-b | F7 | C2 | 36557 | 36557 | Horizontal | CBAN | 135-20--b | J5 | 36557 | Under Built(UB) | Duplex | 135-20-b |  |  |  | BN |  |  |  |  | 6 | AWG | 0.5 | 6 | AWG | 3 Phase | 124.5579 | 11.3 | OBADO |  | 11.29998,124.55787
2026-02-06 | 13:06 | 135-20-b | F7 | C2 | 36557 | 36557 | Horizontal | CBAN | 135-20--b | J5 | 36557 | Under Built(UB) | Duplex | 135-20-b |  |  |  | BN |  |  |  |  | 6 | AWG | 0.5 | 6 | AWG | 3 Phase | 124.5579 | 11.3 | OBADO |  | 11.29998,124.55787
2026-02-06 | 13:10 | 135-20-c | F7 | C1 | 36557 | 36557 | Horizontal | CBAN | 135-20--c | J5 | 36557 | Under Built(UB) | Duplex | 135-20-b |  |  |  | BN |  |  |  |  | 6 | AWG | 0.5 | 6 | AWG | 3 Phase | 124.5578 | 11.2997 | OBADO |  | 11.29966,124.5578
2026-02-06 | 13:10 | 135-20-c | F7 | C1 | 36557 | 36557 | Horizontal | CBAN | 135-20--c | J5 | 36557 | Under Built(UB) | Duplex | 135-20-c |  |  |  | BN |  |  |  |  | 6 | AWG | 0.5 | 6 | AWG | 3 Phase | 124.5578 | 11.2997 | OBADO |  | 11.29966,124.5578
2026-02-06 | 13:12 | 135-20-d | F7 | C7 | 36557 | 36557 | Horizontal | CBAN | 135-20--d | J5 | 36557 | Under Built(UB) | Duplex | 135-20-c |  |  |  | BN |  |  |  |  | 6 | AWG | 0.5 | 6 | AWG | 3 Phase | 124.5575 | 11.2994 | OBADO |  | 11.29941,124.55751
2026-02-06 | 13:12 | 135-20-d | F7 | C7 | 36557 | 36557 | Horizontal | CBAN | 135-20--d | J6 | 36557 | Under Built(UB) | Duplex | 135-20-d |  |  |  | BN |  |  |  |  | 6 | AWG | 0.5 | 6 | AWG | 3 Phase | 124.5576 | 11.2994 | OBADO |  | 11.29939,124.55755
2026-02-06 | 13:13 | 135-20-d | F7 | C7 | 36557 | 36557 | Horizontal | CBAN | 135-20--d | J6 | 36557 | Under Built(UB) | Duplex | 135-20-d | 37.5 | Sole | 1335-20-d | BN | Yes |  |  |  | 6 | AWG | 0.5 | 6 | AWG | 3 Phase | 124.5576 | 11.2994 | OBADO |  | 11.29939,124.55755
2026-02-06 | 13:13 | 135-20-d | F7 | C7 | 36557 | 36557 | Horizontal | CBAN | 135-20--d | J6 | 36557 | Under Built(UB) | Duplex | 135-20-d | 37.5 | Sole | 1335-20-d | AN | Yes |  |  |  | 6 | AWG | 0.5 | 6 | AWG | 3 Phase | 124.5576 | 11.2994 | OBADO |  | 11.29939,124.55755
2026-02-06 | 13:13 | 135-20-d | F7 | C7 | 36557 | 36557 | Horizontal | CBAN | 135-20--d | J6 | 36557 | Under Built(UB) | Duplex | 135-20-d | 37.5 | Sole | 1335-20-d | CN | Yes |  |  |  | 6 | AWG | 0.5 | 6 | AWG | 3 Phase | 124.5576 | 11.2994 | OBADO |  | 11.29939,124.55755
2026-02-06 | 13:14 | 135-20-d | F7 | C7 | 36557 | 36557 | Horizontal | CBAN | 135-20--d | J6 | 36557 | Under Built(UB) | Duplex | 135-20-d | 37.5 | Sole | 1335-20-d | CN | Yes | 800014867 | Aclara | 20 | 6 | AWG | 0.5 | 6 | AWG | 3 Phase | 124.5576 | 11.2994 | OBADO |  | 11.29939,124.55755
2026-02-06 | 13:17 | 135-21 | F7 | C14 | 36557 | 36557 | Horizontal | CBAN | 135-21 | [8 empty] | CN | [9 empty] | 3 Phase | 124.5582 | 11.3002 | OBADO |  | 11.30017,124.55824
2026-02-06 | 13:18 | 135-22 | F7 | C7 | 36557 | 36557 | Horizontal | CBAN | 135-22 | [8 empty] | CN | [9 empty] | 3 Phase | 124.5582 | 11.3002 | OBADO |  | 11.30017,124.55823
2026-02-09 | 11:16 | 136 | F7 | C1 | 36557 | 36557 | Horizontal | ABCN | 136 | [18 empty] | 3 Phase |  |  | tamayo |  | ,
2026-02-09 | 11:17 | 136 | F7 | C1 | 36557 | 36557 | Horizontal | ABCN | 136 | J5 | 36557 | Under Built(UB) | Bare | 136 | [13 empty] | 3 Phase |  |  | tamayo |  | ,
2026-02-09 | 11:17 | 136 | F7 | C1 | 36557 | 36557 | Horizontal | ABCN | 136 | J5 | 36557 | Under Built(UB) | Bare | 136 | [5 empty] | A351390802 | Landis | 60 | 6 | AWG | 0.5 | 6 | AWG | 3 Phase |  |  | tamayo |  | ,
2026-02-09 | 11:18 | 136 | F7 | C1 | 36557 | 36557 | Horizontal | ABCN | 136 | J5 | 36557 | Under Built(UB) | Bare | 136 | [5 empty] | A101212049 | Landis | 60 | 6 | AWG | 0.5 | 6 | AWG | 3 Phase |  |  | tamayo |  | ,
2026-02-09 | 11:18 | 136 | F7 | C1 | 36557 | 36557 | Horizontal | ABCN | 136 | J5 | 36557 | Under Built(UB) | Bare | 136 | [5 empty] | A201700021729 | Intec | 60 | 6 | AWG | 0.5 | 6 | AWG | 3 Phase |  |  | tamayo |  | ,
2026-02-09 | 11:19 | 136 | F7 | C1 | 36557 | 36557 | Horizontal | ABCN | 136 | J5 | 36557 | Under Built(UB) | Bare | 136 | [5 empty] | 90349909 | Techen | 30 | 6 | AWG | 0.5 | 6 | AWG | 3 Phase |  |  | tamayo |  | ,
2026-02-09 | 11:19 | 136 | F7 | C1 | 36557 | 36557 | Horizontal | ABCN | 136 | J5 | 36557 | Under Built(UB) | Bare | 136 | [5 empty] | a401216780 | Landis | 30 | 6 | AWG | 0.5 | 6 | AWG | 3 Phase |  |  | tamayo |  | ,
2026-02-09 | 11:19 | 136 | F7 | C1 | 36557 | 36557 | Horizontal | ABCN | 136 | J5 | 36557 | Under Built(UB) | Bare | 136 | [5 empty] | 201700021727 | Intec | 30 | 6 | AWG | 0.5 | 6 | AWG | 3 Phase |  |  | tamayo |  | ,
2026-02-09 | 11:19 | 136 | F7 | C1 | 36557 | 36557 | Horizontal | ABCN | 136 | J5 | 36557 | Under Built(UB) | Bare | 136 | [5 empty] | 202200097309 | Intec | 60 | 6 | AWG | 0.5 | 6 | AWG | 3 Phase |  |  | tamayo |  | ,
2026-02-09 | 11:20 | 136 | F7 | C1 | 36557 | 36557 | Horizontal | ABCN | 136 | J5 | 36557 | Under Built(UB) | Bare | 136 | [5 empty] | A221479256 | Landis | 60 | 6 | AWG | 0.5 | 6 | AWG | 3 Phase |  |  | tamayo |  | ,
2026-02-09 | 11:20 | 136 | F7 | C1 | 36557 | 36557 | Horizontal | ABCN | 136 | J5 | 36557 | Under Built(UB) | Bare | 136 | [5 empty] | A261451996 | Landis | 30 | 6 | AWG | 0.5 | 6 | AWG | 3 Phase |  |  | tamayo |  | ,
2026-02-09 | 11:20 | 136 | F7 | C1 | 36557 | 36557 | Horizontal | ABCN | 136 | J5 | 36557 | Under Built(UB) | Bare | 136 | [5 empty] | A261452002 | Landis | 60 | 6 | AWG | 0.5 | 6 | AWG | 3 Phase |  |  | tamayo |  | ,
2026-02-09 | 11:21 | 136 | F7 | C1 | 36557 | 36557 | Horizontal | ABCN | 136 | J5 | 36557 | Under Built(UB) | Bare | 136 | [5 empty] | 202300205572 | Intec | 60 | 6 | AWG | 0.5 | 6 | AWG | 3 Phase |  |  | tamayo |  | ,
2026-02-09 | 11:21 | 136 | F7 | C1 | 36557 | 36557 | Horizontal | ABCN | 136 | J5 | 36557 | Under Built(UB) | Bare | 136 | [5 empty] | 202100041937 | Intec | 60 | 6 | AWG | 0.5 | 6 | AWG | 3 Phase |  |  | tamayo |  | ,
2026-02-09 | 11:24 | 137 | F7 | C1 | 36557 | 36557 | Horizontal | ABCN | 137 | J5 | 36557 | Under Built(UB) | Bare | 136 | [8 empty] | 6 | AWG | 0.5 | 6 | AWG | 3 Phase |  |  | tamayo |  | ,
2026-02-09 | 11:24 | 137 | F7 | C1 | 36557 | 36557 | Horizontal | ABCN | 137 | J5 | 36557 | Under Built(UB) | Bare | 137 | [8 empty] | 6 | AWG | 0.5 | 6 | AWG | 3 Phase |  |  | tamayo |  | ,
2026-02-09 | 11:24 | 137 | F7 | C1 | 36557 | 36557 | Horizontal | ABCN | 137 | J5 | 36557 | Under Built(UB) | Bare | 137 | [5 empty] | 202501001712 | Techen | 60 | 6 | AWG | 0.5 | 6 | AWG | 3 Phase |  |  | tamayo |  | ,
2026-02-09 | 11:25 | 137 | F7 | C1 | 36557 | 36557 | Horizontal | ABCN | 137 | J5 | 36557 | Under Built(UB) | Bare | 137 | [5 empty] | A261453387 | Landis | 30 | 6 | AWG | 0.5 | 6 | AWG | 3 Phase |  |  | tamayo |  | ,
2026-02-09 | 11:25 | 137 | F7 | C1 | 36557 | 36557 | Horizontal | ABCN | 137 | J5 | 36557 | Under Built(UB) | Bare | 137 | [5 empty] | A251259899 | Landis | 30 | 6 | AWG | 0.5 | 6 | AWG | 3 Phase |  |  | tamayo |  | ,
2026-02-09 | 11:25 | 137 | F7 | C1 | 36557 | 36557 | Horizontal | ABCN | 137 | J5 | 36557 | Under Built(UB) | Bare | 137 | [5 empty] | A151538162 | Landis | 60 | 6 | AWG | 0.5 | 6 | AWG | 3 Phase |  |  | tamayo |  | ,
2026-02-09 | 11:26 | 137 | F7 | C1 | 36557 | 36557 | Horizontal | ABCN | 137 | J5 | 36557 | Under Built(UB) | Bare | 137 | [5 empty] | A291457065 | Landis | 30 | 6 | AWG | 0.5 | 6 | AWG | 3 Phase |  |  | tamayo |  | ,
2026-02-09 | 11:26 | 137 | F7 | C1 | 36557 | 36557 | Horizontal | ABCN | 137 | J5 | 36557 | Under Built(UB) | Bare | 137 | [5 empty] | A291457069 | Landis | 60 | 6 | AWG | 0.5 | 6 | AWG | 3 Phase |  |  | tamayo |  | ,
2026-02-09 | 11:26 | 137 | F7 | C1 | 36557 | 36557 | Horizontal | ABCN | 137 | J5 | 36557 | Under Built(UB) | Bare | 137 | [5 empty] | 291457064 | Landis | 60 | 6 | AWG | 0.5 | 6 | AWG | 3 Phase |  |  | tamayo |  | ,
2026-02-09 | 11:26 | 137 | F7 | C1 | 36557 | 36557 | Horizontal | ABCN | 137 | J5 | 36557 | Under Built(UB) | Bare | 137 | [5 empty] | 202400048947 | Intec | 60 | 6 | AWG | 0.5 | 6 | AWG | 3 Phase |  |  | tamayo |  | ,
2026-02-09 | 11:27 | 137 | F7 | C1 | 36557 | 36557 | Horizontal | ABCN | 137 | J5 | 36557 | Under Built(UB) | Bare | 137 | [5 empty] | A291457063 | Landis | 60 | 6 | AWG | 0.5 | 6 | AWG | 3 Phase | 124.5657 | 11.2887 | tamayo |  | 11.28866,124.56571
2026-02-09 | 11:27 | 137 | F7 | C1 | 36557 | 36557 | Horizontal | ABCN | 137 | J5 | 36557 | Under Built(UB) | Bare | 137 | [5 empty] | A291457068 | Landis | 60 | 6 | AWG | 0.5 | 6 | AWG | 3 Phase | 124.5657 | 11.2887 | tamayo |  | 11.28866,124.56571
2026-02-09 | 11:27 | 137 | F7 | C1 | 36557 | 36557 | Horizontal | ABCN | 137 | J5 | 36557 | Under Built(UB) | Bare | 137 | [5 empty] | A221462618 | Landis | 30 | 6 | AWG | 0.5 | 6 | AWG | 3 Phase | 124.5657 | 11.2887 | tamayo |  | 11.28866,124.56571
2026-02-09 | 11:27 | 137 | F7 | C1 | 36557 | 36557 | Horizontal | ABCN | 137 | J5 | 36557 | Under Built(UB) | Bare | 137 | [5 empty] | 201700021735 | Intec | 60 | 6 | AWG | 0.5 | 6 | AWG | 3 Phase | 124.5657 | 11.2887 | tamayo |  | 11.28866,124.56571
2026-02-09 | 11:28 | 137 | F7 | C1 | 36557 | 36557 | Horizontal | ABCN | 137 | J5 | 36557 | Under Built(UB) | Bare | 137 | [5 empty] | 201700021743 | Intec | 60 | 6 | AWG | 0.5 | 6 | AWG | 3 Phase | 124.5657 | 11.2887 | tamayo |  | 11.28866,124.56571
2026-02-09 | 11:28 | 137 | F7 | C1 | 36557 | 36557 | Horizontal | ABCN | 137 | J5 | 36557 | Under Built(UB) | Bare | 137 | [5 empty] | 1311601511 | Safari | 60 | 6 | AWG | 0.5 | 6 | AWG | 3 Phase | 124.5657 | 11.2887 | tamayo |  | 11.28866,124.56571
2026-02-09 | 11:31 | 138 | F7 | C1 | 36557 | 36557 | Horizontal | ABCN | 138 | J5 | 36557 | Under Built(UB) | Bare | 137 | [8 empty] | 6 | AWG | 0.5 | 6 | AWG | 3 Phase | 124.5658 | 11.2882 | tamayo |  | 11.28817,124.56579
2026-02-09 | 11:31 | 138 | F7 | C1 | 36557 | 36557 | Horizontal | ABCN | 138 | J5 | 36557 | Under Built(UB) | Bare | 138 | [8 empty] | 6 | AWG | 0.5 | 6 | AWG | 3 Phase | 124.5658 | 11.2882 | tamayo |  | 11.28817,124.56579
2026-02-09 | 11:33 | 138 | F7 | C1 | 36557 | 36557 | Horizontal | ABCN | 138 | J5 | 36557 | Under Built(UB) | Bare | 138 | 50 | Common | 138 | CN | Yes |  |  |  | 6 | AWG | 0.5 | 6 | AWG | 3 Phase | 124.5658 | 11.2882 | tamayo |  | 11.28817,124.56579
2026-02-09 | 11:33 | 138 | F7 | C1 | 36557 | 36557 | Horizontal | ABCN | 138 | J5 | 36557 | Under Built(UB) | Bare | 138 | 50 | Common | 138 | CN | Yes | A381110712 | Landis | 60 | 6 | AWG | 0.5 | 6 | AWG | 3 Phase | 124.5658 | 11.2882 | tamayo |  | 11.28817,124.56579
2026-02-09 | 11:33 | 138 | F7 | C1 | 36557 | 36557 | Horizontal | ABCN | 138 | J5 | 36557 | Under Built(UB) | Bare | 138 | 50 | Common | 138 | CN | Yes | SCL78152 | Landis | 30 | 6 | AWG | 0.5 | 6 | AWG | 3 Phase | 124.5658 | 11.2882 | tamayo |  | 11.28817,124.56579
2026-02-09 | 11:33 | 138 | F7 | C1 | 36557 | 36557 | Horizontal | ABCN | 138 | J5 | 36557 | Under Built(UB) | Bare | 138 | 50 | Common | 138 | CN | Yes | A381110710 | Landis | 60 | 6 | AWG | 0.5 | 6 | AWG | 3 Phase | 124.5658 | 11.2882 | tamayo |  | 11.28817,124.56579
2026-02-09 | 11:34 | 138 | F7 | C1 | 36557 | 36557 | Horizontal | ABCN | 138 | J5 | 36557 | Under Built(UB) | Bare | 138 | 50 | Common | 138 | CN | Yes | 202501002294 | Techen | 60 | 6 | AWG | 0.5 | 6 | AWG | 3 Phase | 124.5658 | 11.2882 | tamayo |  | 11.28817,124.56579
2026-02-09 | 11:34 | 138 | F7 | C1 | 36557 | 36557 | Horizontal | ABCN | 138 | J5 | 36557 | Under Built(UB) | Bare | 138 | 50 | Common | 138 | CN | Yes | A381110708 | Landis | 60 | 6 | AWG | 0.5 | 6 | AWG | 3 Phase | 124.5658 | 11.2882 | tamayo |  | 11.28817,124.56579
2026-02-09 | 11:34 | 138 | F7 | C1 | 36557 | 36557 | Horizontal | ABCN | 138 | J5 | 36557 | Under Built(UB) | Bare | 138 | 50 | Common | 138 | CN | Yes | A381110707 | Landis | 60 | 6 | AWG | 0.5 | 6 | AWG | 3 Phase | 124.5659 | 11.2879 | tamayo |  | 11.28792,124.56593
2026-02-09 | 11:35 | 138 | F7 | C1 | 36557 | 36557 | Horizontal | ABCN | 138 | J5 | 36557 | Under Built(UB) | Bare | 138 | 50 | Common | 138 | CN | Yes | A221473892 | Landis | 60 | 6 | AWG | 0.5 | 6 | AWG | 3 Phase | 124.5659 | 11.2879 | tamayo |  | 11.28792,124.56593
2026-02-09 | 11:35 | 138 | F7 | C1 | 36557 | 36557 | Horizontal | ABCN | 138 | J5 | 36557 | Under Built(UB) | Bare | 138 | 50 | Common | 138 | CN | Yes | A221462961 | Landis | 60 | 6 | AWG | 0.5 | 6 | AWG | 3 Phase | 124.5659 | 11.2879 | tamayo |  | 11.28792,124.56593
2026-02-09 | 11:35 | 138 | F7 | C1 | 36557 | 36557 | Horizontal | ABCN | 138 | J5 | 36557 | Under Built(UB) | Bare | 138 | 50 | Common | 138 | CN | Yes | A071014501 | Landis | 60 | 6 | AWG | 0.5 | 6 | AWG | 3 Phase | 124.5659 | 11.2879 | tamayo |  | 11.28792,124.56593
2026-02-09 | 11:35 | 138 | F7 | C1 | 36557 | 36557 | Horizontal | ABCN | 138 | J5 | 36557 | Under Built(UB) | Bare | 138 | 50 | Common | 138 | CN | Yes | A381110704 | Landis | 60 | 6 | AWG | 0.5 | 6 | AWG | 3 Phase | 124.5659 | 11.2879 | tamayo |  | 11.28792,124.56593
2026-02-09 | 11:36 | 138 | F7 | C1 | 36557 | 36557 | Horizontal | ABCN | 138 | J5 | 36557 | Under Built(UB) | Bare | 138 | 50 | Common | 138 | CN | Yes | A381110705 | Landis | 60 | 6 | AWG | 0.5 | 6 | AWG | 3 Phase | 124.5659 | 11.2879 | tamayo |  | 11.28792,124.56593
2026-02-09 | 11:36 | 138 | F7 | C1 | 36557 | 36557 | Horizontal | ABCN | 138 | J5 | 36557 | Under Built(UB) | Bare | 138 | 50 | Common | 138 | CN | Yes | A381110722 | Landis | 60 | 6 | AWG | 0.5 | 6 | AWG | 3 Phase | 124.5659 | 11.2879 | tamayo |  | 11.28792,124.56593
2026-02-09 | 11:36 | 138 | F7 | C1 | 36557 | 36557 | Horizontal | ABCN | 138 | J5 | 36557 | Under Built(UB) | Bare | 138 | 50 | Common | 138 | CN | Yes | A381110723 | Landis | 30 | 6 | AWG | 0.5 | 6 | AWG | 3 Phase | 124.5659 | 11.2879 | tamayo |  | 11.28792,124.56593
2026-02-09 | 11:37 | 138 | F7 | C1 | 36557 | 36557 | Horizontal | ABCN | 138 | J5 | 36557 | Under Built(UB) | Bare | 138 | 50 | Common | 138 | CN | Yes | 201900040099 | Intec | 60 | 6 | AWG | 0.5 | 6 | AWG | 3 Phase | 124.5657 | 11.2874 | tamayo |  | 11.28745,124.56565
2026-02-09 | 11:37 | 138 | F7 | C1 | 36557 | 36557 | Horizontal | ABCN | 138 | J5 | 36557 | Under Built(UB) | Bare | 138 | 50 | Common | 138 | CN | Yes | 202100150632 | Intec | 60 | 6 | AWG | 0.5 | 6 | AWG | 3 Phase | 124.5657 | 11.2874 | tamayo |  | 11.28745,124.56565
2026-02-09 | 11:37 | 138 | F7 | C1 | 36557 | 36557 | Horizontal | ABCN | 138 | J5 | 36557 | Under Built(UB) | Bare | 138 | 50 | Common | 138 | CN | Yes | 201900065830 | Intec | 60 | 6 | AWG | 0.5 | 6 | AWG | 3 Phase | 124.5657 | 11.2874 | tamayo |  | 11.28745,124.56565
2026-02-09 | 11:38 | 138 | F7 | C1 | 36557 | 36557 | Horizontal | ABCN | 138 | J5 | 36557 | Under Built(UB) | Bare | 138 | 50 | Common | 138 | CN | Yes | 90284354 | Techen | 60 | 6 | AWG | 0.5 | 6 | AWG | 3 Phase | 124.5657 | 11.2874 | tamayo |  | 11.28745,124.56565
2026-02-09 | 12:05 | 139 | F7 | C1 | 36557 | 36557 | Horizontal | ABCN | 139 | [18 empty] | 3 Phase | 124.5656 | 11.2866 | tamayo |  | 11.28658,124.56562
2026-02-09 | 12:05 | 139 | F7 | C1 | 36557 | 36557 | Horizontal | ABCN | 139 | J5 | 36557 | Under Built(UB) | Bare | 139 | [13 empty] | 3 Phase | 124.5656 | 11.2866 | tamayo |  | 11.28658,124.56562
2026-02-09 | 12:06 | 139 | F7 | C1 | 36557 | 36557 | Horizontal | ABCN | 139 | J5 | 36557 | Under Built(UB) | Bare | 139 | [5 empty] | 202501001711 | Techen | 30 | [5 empty] | 3 Phase | 124.5656 | 11.2866 | tamayo |  | 11.28658,124.56562
2026-02-09 | 12:06 | 139 | F7 | C1 | 36557 | 36557 | Horizontal | ABCN | 139 | J5 | 36557 | Under Built(UB) | Bare | 139 | [5 empty] | 202501001720 | Techen | 60 | 6 | AWG | 0.5 | 6 | AWG | 3 Phase | 124.5658 | 11.287 | tamayo |  | 11.28696,124.56583
2026-02-09 | 12:07 | 139 | F7 | C1 | 36557 | 36557 | Horizontal | ABCN | 139 | J5 | 36557 | Under Built(UB) | Bare | 139 | [5 empty] | 202501001711 | Techen |  | 6 | AWG | 0.5 | 6 | AWG | 3 Phase | 124.5658 | 11.287 | tamayo |  | 11.28696,124.56583
2026-02-09 | 12:07 | 139 | F7 | C1 | 36557 | 36557 | Horizontal | ABCN | 139 | J5 | 36557 | Under Built(UB) | Bare | 139 | [5 empty] | 201900062840 | Intec | 30 | 6 | AWG | 0.5 | 6 | AWG | 3 Phase | 124.5656 | 11.2873 | tamayo |  | 11.28729,124.56556
2026-02-09 | 12:08 | 139 | F7 | C1 | 36557 | 36557 | Horizontal | ABCN | 139 | J5 | 36557 | Under Built(UB) | Bare | 139 | [5 empty] | 201900062839 | Intec | 60 | 6 | AWG | 0.5 | 6 | AWG | 3 Phase | 124.5656 | 11.2873 | tamayo |  | 11.28729,124.56556
2026-02-09 | 12:08 | 139 | F7 | C1 | 36557 | 36557 | Horizontal | ABCN | 139 | J5 | 36557 | Under Built(UB) | Bare | 139 | [5 empty] | a281146172 | Landis | 60 | 6 | AWG | 0.5 | 6 | AWG | 3 Phase | 124.5656 | 11.2873 | tamayo |  | 11.28729,124.56556
2026-02-09 | 12:08 | 139 | F7 | C1 | 36557 | 36557 | Horizontal | ABCN | 139 | J5 | 36557 | Under Built(UB) | Bare | 139 | [5 empty] | A291457066 | Landis | 30 | 6 | AWG | 0.5 | 6 | AWG | 3 Phase | 124.5656 | 11.2873 | tamayo |  | 11.28729,124.56556
2026-02-09 | 12:08 | 139 | F7 | C1 | 36557 | 36557 | Horizontal | ABCN | 139 | J5 | 36557 | Under Built(UB) | Bare | 139 | [5 empty] | 360795 |  | 60 | 6 | AWG | 0.5 | 6 | AWG | 3 Phase | 124.5655 | 11.2876 | tamayo |  | 11.28756,124.5655
2026-02-09 | 12:09 | 139 | F7 | C1 | 36557 | 36557 | Horizontal | ABCN | 139 | J5 | 36557 | Under Built(UB) | Bare | 139 | [5 empty] | a291457071 | Landis | 60 | 6 | AWG | 0.5 | 6 | AWG | 3 Phase | 124.5655 | 11.2876 | tamayo |  | 11.28756,124.5655
2026-02-09 | 12:09 | 139 | F7 | C1 | 36557 | 36557 | Horizontal | ABCN | 139 | J5 | 36557 | Under Built(UB) | Bare | 139 | [5 empty] | 361811 |  | 60 | 6 | AWG | 0.5 | 6 | AWG | 3 Phase | 124.5655 | 11.2876 | tamayo |  | 11.28756,124.5655
2026-02-09 | 12:10 | 139 | F7 | C1 | 36557 | 36557 | Horizontal | ABCN | 139 | J5 | 36557 | Under Built(UB) | Bare | 139 | [5 empty] | A291457072 | Landis | 60 | 6 | AWG | 0.5 | 6 | AWG | 3 Phase | 124.5658 | 11.2871 | tamayo |  | 11.28705,124.56585
2026-02-09 | 12:10 | 139 | F7 | C1 | 36557 | 36557 | Horizontal | ABCN | 139 | J5 | 36557 | Under Built(UB) | Bare | 139 | [5 empty] | 202000117262 | Intec | 30 | 6 | AWG | 0.5 | 6 | AWG | 3 Phase | 124.5658 | 11.2871 | tamayo |  | 11.28705,124.56585
2026-02-09 | 12:26 | 140 | F7 | C1 | 36557 | 36557 | Horizontal | ABCN | 140 | [18 empty] | 3 Phase |  |  | tamayo |  | ,
2026-02-09 | 12:26 | 140 | F7 | C1 | 36557 | 36557 | Horizontal | ABCN | 140 | J5 | 36557 | Under Built(UB) | Bare | 140 | [13 empty] | 3 Phase |  |  | tamayo |  | ,
2026-02-09 | 12:27 | 140 | F7 | C1 | 36557 | 36557 | Horizontal | ABCN | 140 | J5 | 36557 | Under Built(UB) | Bare | 140 | 25 | Sole | 140 | AN | No |  |  |  | 6 | AWG | 0.5 | 6 | AWG | 3 Phase |  |  | tamayo |  | ,
2026-02-09 | 12:28 | 140 | F7 | C1 | 36557 | 36557 | Horizontal | ABCN | 140 | J5 | 36557 | Under Built(UB) | Bare | 140 | 25 | Sole | 140 | AN | No | 2020000976061 |  | 60 | 6 | AWG | 0.5 | 6 | AWG | 3 Phase |  |  | tamayo |  | ,
2026-02-09 | 12:29 | 140 | F7 | C1 | 36557 | 36557 | Horizontal | ABCN | 140 | J5 | 36557 | Under Built(UB) | Bare | 140 | 25 | Common | 140 | AN | Yes |  |  |  | 6 | AWG | 0.5 | 6 | AWG | 3 Phase |  |  | tamayo |  | ,
2026-02-09 | 12:29 | 140 | F7 | C1 | 36557 | 36557 | Horizontal | ABCN | 140 | J5 | 36557 | Under Built(UB) | Bare | 140 | 25 | Common | 140 | AN | Yes | 202100042267 | Intec | 60 | 6 | AWG | 0.5 | 6 | AWG | 3 Phase |  |  | tamayo |  | ,
2026-02-09 | 12:30 | 140 | F7 | C1 | 36557 | 36557 | Horizontal | ABCN | 140 | J5 | 36557 | Under Built(UB) | Bare | 140 | 25 | Common | 140 | AN | Yes | 20250100188 | Techen | 100 | 6 | AWG | 0.5 | 6 | AWG | 3 Phase |  |  | tamayo |  | ,
2026-02-09 | 12:30 | 140 | F7 | C1 | 36557 | 36557 | Horizontal | ABCN | 140 | J5 | 36557 | Under Built(UB) | Bare | 140 | 25 | Common | 140 | AN | Yes | 90351643 | Techen | 60 | 6 | AWG | 0.5 | 6 | AWG | 3 Phase |  |  | tamayo |  | ,
2026-02-09 | 12:30 | 140 | F7 | C1 | 36557 | 36557 | Horizontal | ABCN | 140 | J5 | 36557 | Under Built(UB) | Bare | 140 | 25 | Common | 140 | AN | Yes | 201900068288 | Intec | 60 | 6 | AWG | 0.5 | 6 | AWG | 3 Phase |  |  | tamayo |  | ,
2026-02-09 | 12:31 | 140 | F7 | C1 | 36557 | 36557 | Horizontal | ABCN | 140 | J5 | 36557 | Under Built(UB) | Bare | 140 | 25 | Common | 140 | AN | Yes | A071014589 | Landis | 100 | 6 | AWG | 0.5 | 6 | AWG | 3 Phase |  |  | tamayo |  | ,
2026-02-09 | 12:31 | 140 | F7 | C1 | 36557 | 36557 | Horizontal | ABCN | 140 | J5 | 36557 | Under Built(UB) | Bare | 140 | 25 | Common | 140 | AN | Yes | a301985545 | Landis | 60 | 6 | AWG | 0.5 | 6 | AWG | 3 Phase |  |  | tamayo |  | ,
2026-02-09 | 12:31 | 140 | F7 | C1 | 36557 | 36557 | Horizontal | ABCN | 140 | J5 | 36557 | Under Built(UB) | Bare | 140 | 25 | Common | 140 | AN | Yes | A381107895 | Landis | 100 | 6 | AWG | 0.5 | 6 | AWG | 3 Phase |  |  | tamayo |  | ,
2026-02-09 | 12:32 | 140 | F7 | C1 | 36557 | 36557 | Horizontal | ABCN | 140 | J5 | 36557 | Under Built(UB) | Bare | 140 | 25 | Common | 140 | AN | Yes | A291457153 | Landis | 30 | 6 | AWG | 0.5 | 6 | AWG | 3 Phase |  |  | tamayo |  | ,
2026-02-09 | 12:32 | 140 | F7 | C1 | 36557 | 36557 | Horizontal | ABCN | 140 | J5 | 36557 | Under Built(UB) | Bare | 140 | 25 | Common | 140 | AN | Yes | A291457162 | Landis | 60 | 6 | AWG | 0.5 | 6 | AWG | 3 Phase |  |  | tamayo |  | ,
2026-02-09 | 12:32 | 140 | F7 | C1 | 36557 | 36557 | Horizontal | ABCN | 140 | J5 | 36557 | Under Built(UB) | Bare | 140 | 25 | Common | 140 | AN | Yes | A091197423 | Landis | 60 | 6 | AWG | 0.5 | 6 | AWG | 3 Phase |  |  | tamayo |  | ,
2026-02-09 | 12:32 | 140 | F7 | C1 | 36557 | 36557 | Horizontal | ABCN | 140 | J5 | 36557 | Under Built(UB) | Bare | 140 | 25 | Common | 140 | AN | Yes | 202501001716 | Techen | 100 | 6 | AWG | 0.5 | 6 | AWG | 3 Phase |  |  | tamayo |  | ,
2026-02-09 | 12:33 | 140 | F7 | C1 | 36557 | 36557 | Horizontal | ABCN | 140 | J5 | 36557 | Under Built(UB) | Bare | 140 | 25 | Common | 140 | AN | Yes | 903516422 | Techen | 60 | 6 | AWG | 0.5 | 6 | AWG | 3 Phase |  |  | tamayo |  | ,
2026-02-09 | 12:33 | 140 | F7 | C1 | 36557 | 36557 | Horizontal | ABCN | 140 | J5 | 36557 | Under Built(UB) | Bare | 140 | 25 | Common | 140 | AN | Yes | 90351638 | Techen | 60 | 6 | AWG | 0.5 | 6 | AWG | 3 Phase |  |  | tamayo |  | ,
2026-02-09 | 12:33 | 140 | F7 | C1 | 36557 | 36557 | Horizontal | ABCN | 140 | J5 | 36557 | Under Built(UB) | Bare | 140 | 25 | Common | 140 | AN | Yes | A221480526 | Landis | 60 | 6 | AWG | 0.5 | 6 | AWG | 3 Phase |  |  | tamayo |  | ,
2026-02-09 | 12:33 | 140 | F7 | C1 | 36557 | 36557 | Horizontal | ABCN | 140 | J5 | 36557 | Under Built(UB) | Bare | 140 | 25 | Common | 140 | AN | Yes | A351389685 | Landis | 30 | 6 | AWG | 0.5 | 6 | AWG | 3 Phase |  |  | tamayo |  | ,
2026-02-09 | 12:34 | 140 | F7 | C1 | 36557 | 36557 | Horizontal | ABCN | 140 | J5 | 36557 | Under Built(UB) | Bare | 140 | 25 | Common | 140 | AN | Yes | 90351191 | Techen | 60 | 6 | AWG | 0.5 | 6 | AWG | 3 Phase |  |  | tamayo |  | ,
2026-02-09 | 12:34 | 140 | F7 | C1 | 36557 | 36557 | Horizontal | ABCN | 140 | J5 | 36557 | Under Built(UB) | Bare | 140 | 25 | Common | 140 | AN | Yes | 202501000183 | Techen | 60 | 6 | AWG | 0.5 | 6 | AWG | 3 Phase |  |  | tamayo |  | ,
2026-02-09 | 12:34 | 140 | F7 | C1 | 36557 | 36557 | Horizontal | ABCN | 140 | J5 | 36557 | Under Built(UB) | Bare | 140 | 25 | Common | 140 | AN | Yes | A071014544 | Landis | 60 | 6 | AWG | 0.5 | 6 | AWG | 3 Phase |  |  | tamayo |  | ,
2026-02-09 | 12:34 | 140 | F7 | C1 | 36557 | 36557 | Horizontal | ABCN | 140 | J5 | 36557 | Under Built(UB) | Bare | 140 | 25 | Common | 140 | AN | Yes | A351389592 | Landis | 30 | 6 | AWG | 0.5 | 6 | AWG | 3 Phase |  |  | tamayo |  | ,
2026-02-09 | 12:35 | 140 | F7 | C1 | 36557 | 36557 | Horizontal | ABCN | 140 | J5 | 36557 | Under Built(UB) | Bare | 140 | 25 | Common | 140 | AN | Yes | 201900068278 | Intec | 100 | 6 | AWG | 0.5 | 6 | AWG | 3 Phase |  |  | tamayo |  | ,
2026-02-09 | 12:38 | 141 | F7 | C2 | 36557 | 36557 | Horizontal | ABCN | 141 | J5 | 36557 | Under Built(UB) | Bare | 140 | 25 | Common | 140 | AN | Yes |  |  |  | 6 | AWG | 0.5 | 6 | AWG | 3 Phase |  |  | tamayo |  | ,
2026-02-09 | 12:39 | 141 | F7 | C2 | 36557 | 36557 | Horizontal | ABCN | 141 | J6 | 36557 | Under Built(UB) | Bare | 141 |  |  |  | AN |  |  |  |  | 6 | AWG | 0.5 | 6 | AWG | 3 Phase |  |  | tamayo |  | ,
2026-02-09 | 12:39 | 141 | F7 | C2 | 36557 | 36557 | Horizontal | ABCN | 141 | J6 | 36557 | Under Built(UB) | Bare | 141 |  |  |  | AN |  | A351390587 | Landis | 60 | 6 | AWG | 0.5 | 6 | AWG | 3 Phase |  |  | tamayo |  | ,
2026-02-09 | 12:40 | 141 | F7 | C2 | 36557 | 36557 | Horizontal | ABCN | 141 | J6 | 36557 | Under Built(UB) | Bare | 141 |  |  |  | AN |  | 202501000189 | Techen | 600 | 6 | AWG | 0.5 | 6 | AWG | 3 Phase |  |  | tamayo |  | ,
2026-02-09 | 12:40 | 141 | F7 | C2 | 36557 | 36557 | Horizontal | ABCN | 141 | J6 | 36557 | Under Built(UB) | Bare | 141 |  |  |  | AN |  | 202501000184 | Techen | 60 | 6 | AWG | 0.5 | 6 | AWG | 3 Phase | 124.5648 | 11.2864 | tamayo |  | 11.28642,124.56478
2026-02-09 | 12:40 | 141 | F7 | C2 | 36557 | 36557 | Horizontal | ABCN | 141 | J6 | 36557 | Under Built(UB) | Bare | 141 |  |  |  | AN |  | 202501000195 | Techen | 60 | 6 | AWG | 0.5 | 6 | AWG | 3 Phase | 124.5648 | 11.2864 | tamayo |  | 11.28642,124.56478
2026-02-09 | 12:40 | 141 | F7 | C2 | 36557 | 36557 | Horizontal | ABCN | 141 | J6 | 36557 | Under Built(UB) | Bare | 141 |  |  |  | AN |  | A291457157 | Landis | 30 | 6 | AWG | 0.5 | 6 | AWG | 3 Phase | 124.5648 | 11.2864 | tamayo |  | 11.28642,124.56478
2026-02-09 | 12:41 | 141 | F7 | C2 | 36557 | 36557 | Horizontal | ABCN | 141 | J6 | 36557 | Under Built(UB) | Bare | 141 |  |  |  | AN |  | A151537512 | Landis | 60 | 6 | AWG | 0.5 | 6 | AWG | 3 Phase | 124.5648 | 11.2864 | tamayo |  | 11.28642,124.56478
2026-02-09 | 12:41 | 141 | F7 | C2 | 36557 | 36557 | Horizontal | ABCN | 141 | J6 | 36557 | Under Built(UB) | Bare | 141 |  |  |  | AN |  | A211067856 | Landis | 60 | 6 | AWG | 0.5 | 6 | AWG | 3 Phase | 124.5648 | 11.2864 | tamayo |  | 11.28642,124.56478
2026-02-09 | 12:41 | 141 | F7 | C2 | 36557 | 36557 | Horizontal | ABCN | 141 | J6 | 36557 | Under Built(UB) | Bare | 141 |  |  |  | AN |  | A391084397 | Landis | 60 | 6 | AWG | 0.5 | 6 | AWG | 3 Phase | 124.5648 | 11.2864 | tamayo |  | 11.28642,124.56478
2026-02-09 | 12:42 | 141 | F7 | C2 | 36557 | 36557 | Horizontal | ABCN | 141 | J6 | 36557 | Under Built(UB) | Bare | 141 |  |  |  | AN |  | 90284092 | Techen | 100 | 6 | AWG | 0.5 | 6 | AWG | 3 Phase | 124.5648 | 11.2864 | tamayo |  | 11.28642,124.56478
2026-02-09 | 12:42 | 141 | F7 | C2 | 36557 | 36557 | Horizontal | ABCN | 141 | J6 | 36557 | Under Built(UB) | Bare | 141 |  |  |  | AN |  | 202400314629 | Intec | 60 | 6 | AWG | 0.5 | 6 | AWG | 3 Phase | 124.5648 | 11.2864 | tamayo |  | 11.28642,124.56478
2026-02-09 | 12:42 | 141 | F7 | C2 | 36557 | 36557 | Horizontal | ABCN | 141 | J6 | 36557 | Under Built(UB) | Bare | 141 |  |  |  | AN |  | 461932 | Intec | 60 | 6 | AWG | 0.5 | 6 | AWG | 3 Phase | 124.5648 | 11.2864 | tamayo |  | 11.28642,124.56478
2026-02-09 | 12:42 | 141 | F7 | C2 | 36557 | 36557 | Horizontal | ABCN | 141 | J6 | 36557 | Under Built(UB) | Bare | 141 |  |  |  | AN |  | A071014592 | Landis | 60 | 6 | AWG | 0.5 | 6 | AWG | 3 Phase | 124.5648 | 11.2864 | tamayo |  | 11.28637,124.56479
2026-02-09 | 12:43 | 141 | F7 | C2 | 36557 | 36557 | Horizontal | ABCN | 141 | J6 | 36557 | Under Built(UB) | Bare | 141 |  |  |  | AN |  | A351390835 | Landis | 100 | 6 | AWG | 0.5 | 6 | AWG | 3 Phase | 124.5648 | 11.2864 | tamayo |  | 11.28637,124.56479
2026-02-09 | 12:43 | 141 | F7 | C2 | 36557 | 36557 | Horizontal | ABCN | 141 | J6 | 36557 | Under Built(UB) | Bare | 141 |  |  |  | AN |  | a351060944 | Landis | 60 | 6 | AWG | 0.5 | 6 | AWG | 3 Phase | 124.5648 | 11.2864 | tamayo |  | 11.28637,124.56479
2026-02-09 | 12:43 | 141 | F7 | C2 | 36557 | 36557 | Horizontal | ABCN | 141 | J6 | 36557 | Under Built(UB) | Bare | 141 |  |  |  | AN |  | A351390904 | Landis | 60 | 6 | AWG | 0.5 | 6 | AWG | 3 Phase | 124.5648 | 11.2864 | tamayo |  | 11.28637,124.56479
2026-02-09 | 12:43 | 141 | F7 | C2 | 36557 | 36557 | Horizontal | ABCN | 141 | J6 | 36557 | Under Built(UB) | Bare | 141 |  |  |  | AN |  | 201700021479 | Intec | 60 | 6 | AWG | 0.5 | 6 | AWG | 3 Phase | 124.5648 | 11.2864 | tamayo |  | 11.28637,124.56479
2026-02-09 | 12:44 | 141 | F7 | C2 | 36557 | 36557 | Horizontal | ABCN | 141 | J6 | 36557 | Under Built(UB) | Bare | 141 |  |  |  | AN |  | A221463020 | Landis | 60 | 6 | AWG | 0.5 | 6 | AWG | 3 Phase | 124.5648 | 11.2864 | tamayo |  | 11.28637,124.56479
2026-02-09 | 12:44 | 141 | F7 | C2 | 36557 | 36557 | Horizontal | ABCN | 141 | J6 | 36557 | Under Built(UB) | Bare | 141 |  |  |  | AN |  | 201700021482 | Intec | 60 | 6 | AWG | 0.5 | 6 | AWG | 3 Phase | 124.5648 | 11.2864 | tamayo |  | 11.28637,124.56479
2026-02-09 | 12:46 | 141-1 | F7 | C2 | 36557 | 36557 | Horizontal | ABCN | 141-1 | J6 | 36557 | Under Built(UB) | Bare | 141 |  |  |  | AN |  |  |  |  | 6 | AWG | 0.5 | 6 | AWG | 3 Phase | 124.5648 | 11.2864 | tamayo |  | 11.28637,124.56479
2026-02-09 | 12:46 | 141-1 | F7 | C2 | 36557 | 36557 | Horizontal | ABCN | 141-1 | J6 | 36557 | Open Secondary(OS) | Duplex | 141-1 |  |  |  | AN |  |  |  |  | 6 | AWG | 0.5 | 6 | AWG | 3 Phase | 124.5648 | 11.2864 | tamayo |  | 11.28637,124.56479
2026-02-09 | 12:47 | 141-1 | F7 | C2 | 36557 | 36557 | Horizontal | ABCN | 141-1 | J6 | 36557 | Open Secondary(OS) | Duplex | 141-1 |  |  |  | AN |  | 461939 | Intec | 30 | 6 | AWG | 0.5 | 6 | AWG | 3 Phase | 124.5648 | 11.2864 | tamayo |  | 11.28637,124.56479
2026-02-09 | 12:47 | 141-1 | F7 | C2 | 36557 | 36557 | Horizontal | ABCN | 141-1 | J6 | 36557 | Open Secondary(OS) | Duplex | 141-1 |  |  |  | AN |  | 461947 | Intec | 30 | 6 | AWG | 0.5 | 6 | AWG | 3 Phase | 124.5648 | 11.2864 | tamayo |  | 11.28637,124.56479
2026-02-09 | 12:47 | 141-1 | F7 | C2 | 36557 | 36557 | Horizontal | ABCN | 141-1 | J6 | 36557 | Open Secondary(OS) | Duplex | 141-1 |  |  |  | AN |  | 488369 | Intec | 60 | 6 | AWG | 0.5 | 6 | AWG | 3 Phase | 124.5648 | 11.2864 | tamayo |  | 11.28637,124.56479
2026-02-09 | 12:48 | 141-1 | F7 | C2 | 36557 | 36557 | Horizontal | ABCN | 141-1 | J6 | 36557 | Open Secondary(OS) | Duplex | 141-1 |  |  |  | AN |  | 361818 |  | 60 | 6 | AWG | 0.5 | 6 | AWG | 3 Phase | 124.5648 | 11.2864 | tamayo |  | 11.28637,124.56479
2026-02-09 | 12:48 | 141-1 | F7 | C2 | 36557 | 36557 | Horizontal | ABCN | 141-1 | J6 | 36557 | Open Secondary(OS) | Duplex | 141-1 |  |  |  | AN |  | 201900068118 | Intec | 60 | 6 | AWG | 0.5 | 6 | AWG | 3 Phase | 124.5648 | 11.2864 | tamayo |  | 11.28637,124.56479
2026-02-09 | 12:48 | 141-1 | F7 | C2 | 36557 | 36557 | Horizontal | ABCN | 141-1 | J6 | 36557 | Open Secondary(OS) | Duplex | 141-1 |  |  |  | AN |  | 201900068276 | Intec | 60 | 6 | AWG | 0.5 | 6 | AWG | 3 Phase | 124.5648 | 11.2864 | tamayo |  | 11.28637,124.56479
2026-02-09 | 12:48 | 141-1 | F7 | C2 | 36557 | 36557 | Horizontal | ABCN | 141-1 | J6 | 36557 | Open Secondary(OS) | Duplex | 141-1 |  |  |  | AN |  | 202400086345 | Intec | 60 | 6 | AWG | 0.5 | 6 | AWG | 3 Phase | 124.5648 | 11.2864 | tamayo |  | 11.28637,124.56479
2026-02-09 | 12:48 | 141-1 | F7 | C2 | 36557 | 36557 | Horizontal | ABCN | 141-1 | J6 | 36557 | Open Secondary(OS) | Duplex | 141-1 |  |  |  | AN |  | 90351718 | Techen | 60 | 6 | AWG | 0.5 | 6 | AWG | 3 Phase | 124.5648 | 11.2864 | tamayo |  | 11.28637,124.56479
2026-02-09 | 12:49 | 141-1 | F7 | C2 | 36557 | 36557 | Horizontal | ABCN | 141-1 | J6 | 36557 | Open Secondary(OS) | Duplex | 141-1 |  |  |  | AN |  | A251259121 | Landis | 60 | 6 | AWG | 0.5 | 6 | AWG | 3 Phase | 124.5648 | 11.2864 | tamayo |  | 11.28637,124.56479
2026-02-09 | 12:49 | 141-1 | F7 | C2 | 36557 | 36557 | Horizontal | ABCN | 141-1 | J6 | 36557 | Open Secondary(OS) | Duplex | 141-1 |  |  |  | AN |  | 90350142 | Techen | 60 | 6 | AWG | 0.5 | 6 | AWG | 3 Phase | 124.5648 | 11.2864 | tamayo |  | 11.28637,124.56479
2026-02-09 | 12:49 | 141-1 | F7 | C2 | 36557 | 36557 | Horizontal | ABCN | 141-1 | J6 | 36557 | Open Secondary(OS) | Duplex | 141-1 |  |  |  | AN |  | A351390898 | Landis | 60 | 6 | AWG | 0.5 | 6 | AWG | 3 Phase | 124.5648 | 11.2864 | tamayo |  | 11.28636,124.56476
2026-02-09 | 12:50 | 141-1 | F7 | C2 | 36557 | 36557 | Horizontal | ABCN | 141-1 | J6 | 36557 | Open Secondary(OS) | Duplex | 141-1 |  |  |  | AN |  | 391085565 | Landis | 60 | 6 | AWG | 0.5 | 6 | AWG | 3 Phase | 124.5648 | 11.2864 | tamayo |  | 11.28636,124.56476
2026-02-09 | 12:50 | 141-1 | F7 | C2 | 36557 | 36557 | Horizontal | ABCN | 141-1 | J6 | 36557 | Open Secondary(OS) | Duplex | 141-1 |  |  |  | AN |  | 202200098242 | Intec | 60 | 6 | AWG | 0.5 | 6 | AWG | 3 Phase | 124.5648 | 11.2864 | tamayo |  | 11.28636,124.56476
2026-02-09 | 12:50 | 141-1 | F7 | C2 | 36557 | 36557 | Horizontal | ABCN | 141-1 | J6 | 36557 | Open Secondary(OS) | Duplex | 141-1 |  |  |  | AN |  | 202200098244 | Intec | 60 | 6 | AWG | 0.5 | 6 | AWG | 3 Phase | 124.5647 | 11.2861 | tamayo |  | 11.28606,124.56467
2026-02-09 | 12:51 | 141-1 | F7 | C2 | 36557 | 36557 | Horizontal | ABCN | 141-1 | J6 | 36557 | Open Secondary(OS) | Duplex | 141-1 |  |  |  | AN |  | 202200098241 | Intec | 100 | 6 | AWG | 0.5 | 6 | AWG | 3 Phase | 124.5647 | 11.2861 | tamayo |  | 11.28606,124.56467
2026-02-09 | 12:51 | 141-1 | F7 | C2 | 36557 | 36557 | Horizontal | ABCN | 141-1 | J6 | 36557 | Open Secondary(OS) | Duplex | 141-1 |  |  |  | AN |  | 201900068116 | Intec | 100 | 6 | AWG | 0.5 | 6 | AWG | 3 Phase | 124.5647 | 11.2861 | tamayo |  | 11.28606,124.56467
2026-02-09 | 12:51 | 141-1 | F7 | C2 | 36557 | 36557 | Horizontal | ABCN | 141-1 | J6 | 36557 | Open Secondary(OS) | Duplex | 141-1 |  |  |  | AN |  | 201900068119 | Intec | 60 | 6 | AWG | 0.5 | 6 | AWG | 3 Phase | 124.5647 | 11.2861 | tamayo |  | 11.28606,124.56467
2026-02-09 | 12:51 | 141-1 | F7 | C2 | 36557 | 36557 | Horizontal | ABCN | 141-1 | J6 | 36557 | Open Secondary(OS) | Duplex | 141-1 |  |  |  | AN |  | 201900068117 | Intec | 60 | 6 | AWG | 0.5 | 6 | AWG | 3 Phase | 124.5647 | 11.2861 | tamayo |  | 11.28606,124.56467
2026-02-09 | 12:52 | 141-1 | F7 | C2 | 36557 | 36557 | Horizontal | ABCN | 141-1 | J6 | 36557 | Open Secondary(OS) | Duplex | 141-1 |  |  |  | AN |  | 202200099248 | Intec | 60 | 6 | AWG | 0.5 | 6 | AWG | 3 Phase | 124.5647 | 11.2861 | tamayo |  | 11.28606,124.56467
2026-02-09 | 12:52 | 141-1 | F7 | C2 | 36557 | 36557 | Horizontal | ABCN | 141-1 | J6 | 36557 | Open Secondary(OS) | Duplex | 141-1 |  |  |  | AN |  | 202200098245 | Intec | 60 | 6 | AWG | 0.5 | 6 | AWG | 3 Phase | 124.5647 | 11.2861 | tamayo |  | 11.28606,124.56467
2026-02-09 | 12:52 | 141-1 | F7 | C2 | 36557 | 36557 | Horizontal | ABCN | 141-1 | J6 | 36557 | Open Secondary(OS) | Duplex | 141-1 |  |  |  | AN |  | A351389684 | Landis | 60 | 6 | AWG | 0.5 | 6 | AWG | 3 Phase | 124.5647 | 11.2861 | tamayo |  | 11.28606,124.56467
2026-02-09 | 12:52 | 141-1 | F7 | C2 | 36557 | 36557 | Horizontal | ABCN | 141-1 | J6 | 36557 | Open Secondary(OS) | Duplex | 141-1 |  |  |  | AN |  | A351390906 | Landis | 60 | 6 | AWG | 0.5 | 6 | AWG | 3 Phase | 124.5647 | 11.2861 | tamayo |  | 11.28606,124.56467
2026-02-09 | 12:53 | 141-1 | F7 | C2 | 36557 | 36557 | Horizontal | ABCN | 141-1 | J6 | 36557 | Open Secondary(OS) | Duplex | 141-1 |  |  |  | AN |  | A351390899 | Landis | 60 | 6 | AWG | 0.5 | 6 | AWG | 3 Phase | 124.5647 | 11.2861 | tamayo |  | 11.28606,124.56467
2026-02-09 | 12:53 | 141-1 | F7 | C2 | 36557 | 36557 | Horizontal | ABCN | 141-1 | J6 | 36557 | Open Secondary(OS) | Duplex | 141-1 |  |  |  | AN |  | A391084398 | Landis | 60 | 6 | AWG | 0.5 | 6 | AWG | 3 Phase | 124.5647 | 11.2861 | tamayo |  | 11.28606,124.56467
2026-02-09 | 12:54 | 141-1 | F7 | C2 | 36557 | 36557 | Horizontal | ABCN | 141-1 | J6 | 36557 | Open Secondary(OS) | Duplex | 141-1 |  |  |  | AN |  | 201900068298 | Intec | 60 | 6 | AWG | 0.5 | 6 | AWG | 3 Phase | 124.5647 | 11.2861 | tamayo |  | 11.28606,124.56467
2026-02-09 | 12:54 | 141-1 | F7 | C2 | 36557 | 36557 | Horizontal | ABCN | 141-1 | J6 | 36557 | Open Secondary(OS) | Duplex | 141-1 |  |  |  | AN |  | 201700020137 | Intec | 60 | 6 | AWG | 0.5 | 6 | AWG | 3 Phase | 124.5647 | 11.2861 | tamayo |  | 11.28606,124.56467
2026-02-09 | 12:54 | 141-1 | F7 | C2 | 36557 | 36557 | Horizontal | ABCN | 141-1 | J6 | 36557 | Open Secondary(OS) | Duplex | 141-1 |  |  |  | AN |  | 362231 |  | 100 | 6 | AWG | 0.5 | 6 | AWG | 3 Phase | 124.5647 | 11.2861 | tamayo |  | 11.28606,124.56467
2026-02-09 | 12:54 | 141-1 | F7 | C2 | 36557 | 36557 | Horizontal | ABCN | 141-1 | J6 | 36557 | Open Secondary(OS) | Duplex | 141-1 |  |  |  | AN |  | 201900037055 | Intec | 60 | 6 | AWG | 0.5 | 6 | AWG | 3 Phase | 124.5647 | 11.2861 | tamayo |  | 11.28606,124.56467
2026-02-09 | 12:55 | 141-1 | F7 | C2 | 36557 | 36557 | Horizontal | ABCN | 141-1 | J6 | 36557 | Open Secondary(OS) | Duplex | 141-1 |  |  |  | AN |  | 202501001719 | Techen | 60 | 6 | AWG | 0.5 | 6 | AWG | 3 Phase | 124.5647 | 11.2861 | tamayo |  | 11.28606,124.56467
2026-02-09 | 12:55 | 141-1 | F7 | C2 | 36557 | 36557 | Horizontal | ABCN | 141-1 | J6 | 36557 | Open Secondary(OS) | Duplex | 141-1 |  |  |  | AN |  | 362234 |  | 60 | 6 | AWG | 0.5 | 6 | AWG | 3 Phase | 124.5647 | 11.2861 | tamayo |  | 11.28606,124.56467
2026-02-09 | 13:00 | 142 | F7 | C1 | 36557 | 36557 | Horizontal | ABCN | 142 | J6 | 36557 | Open Secondary(OS) | Duplex | 141-1 |  |  |  | AN |  |  |  |  | 6 | AWG | 0.5 | 6 | AWG | 3 Phase | 124.5647 | 11.2861 | tamayo |  | 11.28606,124.56467
2026-02-09 | 13:00 | 142 | F7 | C1 | 36557 | 36557 | Horizontal | ABCN | 142 | J6 | 36557 | Open Secondary(OS) | Duplex | 141-1 |  |  |  | AN |  |  |  |  | 6 | AWG | 0.5 | 6 | AWG | 3 Phase | 124.5647 | 11.2861 | tamayo |  | 11.28606,124.56467
2026-02-09 | 13:01 | 142 | F7 | C1 | 36557 | 36557 | Horizontal | ABCN | 142 | J6 | 36557 | Open Secondary(OS) | Bare | 142 |  |  |  | AN |  |  |  |  | 6 | AWG | 0.5 | 6 | AWG | 3 Phase | 124.5647 | 11.2861 | tamayo |  | 11.28606,124.56467
2026-02-09 | 13:01 | 142 | F7 | C1 | 36557 | 36557 | Horizontal | ABCN | 142 | J6 | 36557 | Open Secondary(OS) | Bare | 142 |  |  |  | AN |  | 202200099445 | Intec | 60 | 6 | AWG | 0.5 | 6 | AWG | 3 Phase | 124.5647 | 11.2861 | tamayo |  | 11.28606,124.56467
2026-02-09 | 13:02 | 142 | F7 | C1 | 36557 | 36557 | Horizontal | ABCN | 142 | J6 | 36557 | Open Secondary(OS) | Bare | 142 |  |  |  | AN |  | 202200099446 | Intec | 60 | 6 | AWG | 0.5 | 6 | AWG | 3 Phase | 124.5647 | 11.2861 | tamayo |  | 11.28606,124.56467
2026-02-09 | 13:02 | 142 | F7 | C1 | 36557 | 36557 | Horizontal | ABCN | 142 | J6 | 36557 | Open Secondary(OS) | Bare | 142 |  |  |  | AN |  | 201800158129 | Intec | 60 | 6 | AWG | 0.5 | 6 | AWG | 3 Phase | 124.5647 | 11.2861 | tamayo |  | 11.28606,124.56467
2026-02-09 | 13:02 | 142 | F7 | C1 | 36557 | 36557 | Horizontal | ABCN | 142 | J6 | 36557 | Open Secondary(OS) | Bare | 142 |  |  |  | AN |  | 201900059855 | Intec | 60 | 6 | AWG | 0.5 | 6 | AWG | 3 Phase | 124.5647 | 11.2861 | tamayo |  | 11.28606,124.56467
2026-02-09 | 13:03 | 142 | F7 | C1 | 36557 | 36557 | Horizontal | ABCN | 142 | J6 | 36557 | Open Secondary(OS) | Bare | 142 |  |  |  | AN |  | SCL35188 | Landis | 60 | 6 | AWG | 0.5 | 6 | AWG | 3 Phase | 124.5647 | 11.2852 | tamayo |  | 11.28522,124.56474
2026-02-09 | 13:03 | 142 | F7 | C1 | 36557 | 36557 | Horizontal | ABCN | 142 | J6 | 36557 | Open Secondary(OS) | Bare | 142 |  |  |  | AN |  | 202200099433 | Intec | 60 | 6 | AWG | 0.5 | 6 | AWG | 3 Phase | 124.5647 | 11.2852 | tamayo |  | 11.28522,124.56474
2026-02-09 | 13:04 | 142 | F7 | C1 | 36557 | 36557 | Horizontal | ABCN | 142 | J6 | 36557 | Open Secondary(OS) | Bare | 142 |  |  |  | AN |  | 201900037358 | Intec | 60 | 6 | AWG | 0.5 | 6 | AWG | 3 Phase | 124.5647 | 11.2852 | tamayo |  | 11.28522,124.56474
2026-02-09 | 13:04 | 142 | F7 | C1 | 36557 | 36557 | Horizontal | ABCN | 142 | J6 | 36557 | Open Secondary(OS) | Bare | 142 |  |  |  | AN |  | 202200098252 | Intec | 60 | 6 | AWG | 0.5 | 6 | AWG | 3 Phase | 124.5647 | 11.2852 | tamayo |  | 11.28522,124.56474
2026-02-09 | 13:04 | 142 | F7 | C1 | 36557 | 36557 | Horizontal | ABCN | 142 | J6 | 36557 | Open Secondary(OS) | Bare | 142 |  |  |  | AN |  | 202200098246 | Intec | 100 | 6 | AWG | 0.5 | 6 | AWG | 3 Phase | 124.5647 | 11.2852 | tamayo |  | 11.28522,124.56474
2026-02-09 | 13:05 | 142 | F7 | C1 | 36557 | 36557 | Horizontal | ABCN | 142 | J6 | 36557 | Open Secondary(OS) | Bare | 142 |  |  |  | AN |  | 202200098247 | Intec | 60 | [5 empty] | 3 Phase | 124.5649 | 11.2856 | tamayo |  | 11.28564,124.56486
2026-02-09 | 13:05 | 142 | F7 | C1 | 36557 | 36557 | Horizontal | ABCN | 142 | J6 | 36557 | Open Secondary(OS) | Bare | 142 |  |  |  | AN |  | 202200098250 | Intec | 60 | 6 | AWG | 0.5 | 6 | AWG | 3 Phase | 124.5649 | 11.2856 | tamayo |  | 11.28564,124.56486
2026-02-09 | 13:06 | 142 | F7 | C1 | 36557 | 36557 | Horizontal | ABCN | 142 | J6 | 36557 | Open Secondary(OS) | Bare | 142 |  |  |  | AN |  | 202200098250 | Intec | 60 | 6 | AWG | 0.5 | 6 | AWG | 3 Phase | 124.5649 | 11.2856 | tamayo |  | 11.28564,124.56486
2026-02-09 | 13:06 | 142 | F7 | C1 | 36557 | 36557 | Horizontal | ABCN | 142 | J6 | 36557 | Open Secondary(OS) | Bare | 142 |  |  |  | AN |  | 202200098251 | Intec | 60 | 6 | AWG | 0.5 | 6 | AWG | 3 Phase | 124.5649 | 11.2856 | tamayo |  | 11.28564,124.56486
2026-02-09 | 13:06 | 142 | F7 | C1 | 36557 | 36557 | Horizontal | ABCN | 142 | J6 | 36557 | Open Secondary(OS) | Bare | 142 |  |  |  | AN |  | 202200098256 | Intec | 60 | 6 | AWG | 0.5 | 6 | AWG | 3 Phase | 124.5644 | 11.2852 | tamayo |  | 11.28522,124.56443
2026-02-09 | 13:07 | 142 | F7 | C1 | 36557 | 36557 | Horizontal | ABCN | 142 | J6 | 36557 | Open Secondary(OS) | Bare | 142 |  |  |  | AN |  | 202200098255 | Intec | 60 | 6 | AWG | 0.5 | 6 | AWG | 3 Phase | 124.5644 | 11.2852 | tamayo |  | 11.28522,124.56443
2026-02-09 | 13:07 | 142 | F7 | C1 | 36557 | 36557 | Horizontal | ABCN | 142 | J6 | 36557 | Open Secondary(OS) | Bare | 142 |  |  |  | AN |  | 202200098249 | Intec | 60 | 6 | AWG | 0.5 | 6 | AWG | 3 Phase | 124.5644 | 11.2852 | tamayo |  | 11.28522,124.56443
2026-02-09 | 13:07 | 142 | F7 | C1 | 36557 | 36557 | Horizontal | ABCN | 142 | J6 | 36557 | Open Secondary(OS) | Bare | 142 |  |  |  | AN |  | 461950 | Intec | 100 | 6 | AWG | 0.5 | 6 | AWG | 3 Phase | 124.5652 | 11.2857 | tamayo |  | 11.28568,124.5652
2026-02-09 | 13:07 | 142 | F7 | C1 | 36557 | 36557 | Horizontal | ABCN | 142 | J6 | 36557 | Open Secondary(OS) | Bare | 142 |  |  |  | AN |  | 461940 | Intec | 30 | 6 | AWG | 0.5 | 6 | AWG | 3 Phase | 124.5652 | 11.2857 | tamayo |  | 11.28568,124.5652
2026-02-09 | 13:08 | 142 | F7 | C1 | 36557 | 36557 | Horizontal | ABCN | 142 | J6 | 36557 | Open Secondary(OS) | Bare | 142 |  |  |  | AN |  | 361570 |  | 60 | 6 | AWG | 0.5 | 6 | AWG | 3 Phase | 124.5652 | 11.2857 | tamayo |  | 11.28568,124.5652
2026-02-09 | 13:08 | 142 | F7 | C1 | 36557 | 36557 | Horizontal | ABCN | 142 | J6 | 36557 | Open Secondary(OS) | Bare | 142 |  |  |  | AN |  | 361569 |  | 60 | 6 | AWG | 0.5 | 6 | AWG | 3 Phase | 124.5652 | 11.2857 | tamayo |  | 11.28568,124.5652
2026-02-09 | 13:08 | 142 | F7 | C1 | 36557 | 36557 | Horizontal | ABCN | 142 | J6 | 36557 | Open Secondary(OS) | Bare | 142 |  |  |  | AN |  | 202501003521 | Techen | 60 | 6 | AWG | 0.5 | 6 | AWG | 3 Phase | 124.5652 | 11.2857 | tamayo |  | 11.28568,124.5652
2026-02-09 | 13:09 | 142 | F7 | C1 | 36557 | 36557 | Horizontal | ABCN | 142 | J6 | 36557 | Open Secondary(OS) | Bare | 142 |  |  |  | AN |  | 201700021740 | Intec | 100 | 6 | AWG | 0.5 | 6 | AWG | 3 Phase | 124.5647 | 11.2857 | tamayo |  | 11.28568,124.56472
2026-02-09 | 13:09 | 142 | F7 | C1 | 36557 | 36557 | Horizontal | ABCN | 142 | J6 | 36557 | Open Secondary(OS) | Bare | 142 |  |  |  | AN |  | 202501003020 | Techen | 60 | 6 | AWG | 0.5 | 6 | AWG | 3 Phase | 124.5647 | 11.2857 | tamayo |  | 11.28568,124.56472
2026-02-09 | 13:09 | 142 | F7 | C1 | 36557 | 36557 | Horizontal | ABCN | 142 | J6 | 36557 | Open Secondary(OS) | Bare | 142 |  |  |  | AN |  | 202501003016 | Techen | 60 | 6 | AWG | 0.5 | 6 | AWG | 3 Phase | 124.5647 | 11.2857 | tamayo |  | 11.28568,124.56472
2026-02-09 | 13:10 | 142 | F7 | C1 | 36557 | 36557 | Horizontal | ABCN | 142 | J6 | 36557 | Open Secondary(OS) | Bare | 142 |  |  |  | AN |  | 151537702 | Landis | 60 | 6 | AWG | 0.5 | 6 | AWG | 3 Phase | 124.5648 | 11.2852 | tamayo |  | 11.28523,124.56478
2026-02-09 | 13:10 | 142 | F7 | C1 | 36557 | 36557 | Horizontal | ABCN | 142 | J6 | 36557 | Open Secondary(OS) | Bare | 142 |  |  |  | AN |  | A151538660 | Landis | 30 | 6 | AWG | 0.5 | 6 | AWG | 3 Phase | 124.5648 | 11.2852 | tamayo |  | 11.28523,124.56478
2026-02-09 | 13:10 | 142 | F7 | C1 | 36557 | 36557 | Horizontal | ABCN | 142 | J6 | 36557 | Open Secondary(OS) | Bare | 142 |  |  |  | AN |  | A351390912 | Landis | 100 | 6 | AWG | 0.5 | 6 | AWG | 3 Phase | 124.5648 | 11.2852 | tamayo |  | 11.28523,124.56478
2026-02-09 | 13:11 | 142 | F7 | C1 | 36557 | 36557 | Horizontal | ABCN | 142 | J6 | 36557 | Open Secondary(OS) | Bare | 142 |  |  |  | AN |  | 201700021738 | Intec | 100 | 6 | AWG | 0.5 | 6 | AWG | 3 Phase | 124.5648 | 11.2852 | tamayo |  | 11.28523,124.56478
2026-02-09 | 13:11 | 142 | F7 | C1 | 36557 | 36557 | Horizontal | ABCN | 142 | J6 | 36557 | Open Secondary(OS) | Bare | 142 |  |  |  | AN |  | 201700020570 | Intec | 60 | 6 | AWG | 0.5 | 6 | AWG | 3 Phase | 124.5648 | 11.2852 | tamayo |  | 11.28523,124.56478
2026-02-09 | 13:11 | 142 | F7 | C1 | 36557 | 36557 | Horizontal | ABCN | 142 | J6 | 36557 | Open Secondary(OS) | Bare | 142 |  |  |  | AN |  | 362233 |  | 60 | 6 | AWG | 0.5 | 6 | AWG | 3 Phase | 124.5646 | 11.2854 | tamayo |  | 11.28542,124.56463
2026-02-09 | 13:12 | 142 | F7 | C1 | 36557 | 36557 | Horizontal | ABCN | 142 | J6 | 36557 | Open Secondary(OS) | Bare | 142 |  |  |  | AN |  | 202501003536 | Techen | 60 | 6 | AWG | 0.5 | 6 | AWG | 3 Phase | 124.5646 | 11.2854 | tamayo |  | 11.28542,124.56463
2026-02-09 | 13:12 | 142 | F7 | C1 | 36557 | 36557 | Horizontal | ABCN | 142 | J6 | 36557 | Open Secondary(OS) | Bare | 142 |  |  |  | AN |  | 201700021730 | Intec | 100 | 6 | AWG | 0.5 | 6 | AWG | 3 Phase | 124.5646 | 11.2854 | tamayo |  | 11.28542,124.56463
2026-02-09 | 13:12 | 142 | F7 | C1 | 36557 | 36557 | Horizontal | ABCN | 142 | J6 | 36557 | Open Secondary(OS) | Bare | 142 |  |  |  | AN |  | 201700021731 | Intec | 60 | 6 | AWG | 0.5 | 6 | AWG | 3 Phase | 124.5646 | 11.2854 | tamayo |  | 11.28542,124.56463
2026-02-09 | 13:12 | 142 | F7 | C1 | 36557 | 36557 | Horizontal | ABCN | 142 | J6 | 36557 | Open Secondary(OS) | Bare | 142 |  |  |  | AN |  | 201700021732 | Intec | 60 | 6 | AWG | 0.5 | 6 | AWG | 3 Phase | 124.5646 | 11.2854 | tamayo |  | 11.28542,124.56463
2026-02-09 | 13:13 | 142 | F7 | C1 | 36557 | 36557 | Horizontal | ABCN | 142 | J6 | 36557 | Open Secondary(OS) | Bare | 142 |  |  |  | AN |  | 201700021737 | Intec | 100 | 6 | AWG | 0.5 | 6 | AWG | 3 Phase | 124.5646 | 11.2854 | tamayo |  | 11.28542,124.56463
2026-02-09 | 13:13 | 142 | F7 | C1 | 36557 | 36557 | Horizontal | ABCN | 142 | J6 | 36557 | Open Secondary(OS) | Bare | 142 |  |  |  | AN |  | 201800156809 | Intec | 60 | 6 | AWG | 0.5 | 6 | AWG | 3 Phase | 124.5648 | 11.2853 | tamayo |  | 11.28535,124.56477
2026-02-09 | 13:13 | 142 | F7 | C1 | 36557 | 36557 | Horizontal | ABCN | 142 | J6 | 36557 | Open Secondary(OS) | Bare | 142 |  |  |  | AN |  | 362239 |  | 60 | 6 | AWG | 0.5 | 6 | AWG | 3 Phase | 124.5648 | 11.2853 | tamayo |  | 11.28535,124.56477
2026-02-09 | 13:14 | 142 | F7 | C1 | 36557 | 36557 | Horizontal | ABCN | 142 | J6 | 36557 | Open Secondary(OS) | Bare | 142 |  |  |  | AN |  | 201900062838 | Intec | 60 | 6 | AWG | 0.5 | 6 | AWG | 3 Phase | 124.5648 | 11.2853 | tamayo |  | 11.28535,124.56477
2026-02-09 | 13:14 | 142 | F7 | C1 | 36557 | 36557 | Horizontal | ABCN | 142 | J6 | 36557 | Open Secondary(OS) | Bare | 142 |  |  |  | AN |  | A261453521 | Landis | 60 | 6 | AWG | 0.5 | 6 | AWG | 3 Phase | 124.5648 | 11.2853 | tamayo |  | 11.28535,124.56477
2026-02-09 | 13:14 | 142 | F7 | C1 | 36557 | 36557 | Horizontal | ABCN | 142 | J6 | 36557 | Open Secondary(OS) | Bare | 142 |  |  |  | AN |  | A261452093 | Landis | 60 | 6 | AWG | 0.5 | 6 | AWG | 3 Phase | 124.5648 | 11.2853 | tamayo |  | 11.28535,124.56477
2026-02-09 | 13:14 | 142 | F7 | C1 | 36557 | 36557 | Horizontal | ABCN | 142 | J6 | 36557 | Open Secondary(OS) | Bare | 142 |  |  |  | AN |  | A151247953 | Landis | 100 | 6 | AWG | 0.5 | 6 | AWG | 3 Phase | 124.5648 | 11.2853 | tamayo |  | 11.28535,124.56477
2026-02-09 | 13:15 | 142 | F7 | C1 | 36557 | 36557 | Horizontal | ABCN | 142 | J6 | 36557 | Open Secondary(OS) | Bare | 142 |  |  |  | AN |  | A351389687 | Landis | 60 | 6 | AWG | 0.5 | 6 | AWG | 3 Phase | 124.5646 | 11.2853 | tamayo |  | 11.28535,124.56457
2026-02-09 | 13:15 | 142 | F7 | C1 | 36557 | 36557 | Horizontal | ABCN | 142 | J6 | 36557 | Open Secondary(OS) | Bare | 142 |  |  |  | AN |  | A351059804 | Landis | 60 | 6 | AWG | 0.5 | 6 | AWG | 3 Phase | 124.5646 | 11.2853 | tamayo |  | 11.28535,124.56457
2026-02-09 | 13:15 | 142 | F7 | C1 | 36557 | 36557 | Horizontal | ABCN | 142 | J6 | 36557 | Open Secondary(OS) | Bare | 142 |  |  |  | AN |  | A221333429 | Landis | 60 | 6 | AWG | 0.5 | 6 | AWG | 3 Phase | 124.5646 | 11.2853 | tamayo |  | 11.28535,124.56457
2026-02-09 | 13:17 | 142 | F7 | C1 | 36557 | 36557 | Horizontal | ABCN | 142 | J6 | 36557 | Open Secondary(OS) | Bare | 142 |  |  |  | AN |  | a221335410 | Landis | 30 | 6 | AWG | 0.5 | 6 | AWG | 3 Phase | 124.565 | 11.2857 | tamayo |  | 11.2857,124.56498
2026-02-09 | 13:17 | 142 | F7 | C1 | 36557 | 36557 | Horizontal | ABCN | 142 | J6 | 36557 | Open Secondary(OS) | Bare | 142 |  |  |  | AN |  | a151247779 | Landis | 60 | 6 | AWG | 0.5 | 6 | AWG | 3 Phase | 124.565 | 11.2857 | tamayo |  | 11.2857,124.56498
2026-02-09 | 13:18 | 142 | F7 | C1 | 36557 | 36557 | Horizontal | ABCN | 142 | J6 | 36557 | Open Secondary(OS) | Bare | 142 |  |  |  | AN |  | a151248685 | Landis | 60 | 6 | AWG | 0.5 | 6 | AWG | 3 Phase | 124.5645 | 11.2857 | tamayo |  | 11.28566,124.56449
2026-02-09 | 13:18 | 142 | F7 | C1 | 36557 | 36557 | Horizontal | ABCN | 142 | J6 | 36557 | Open Secondary(OS) | Bare | 142 |  |  |  | AN |  | a391084935 | Landis | 60 | 6 | AWG | 0.5 | 6 | AWG | 3 Phase | 124.5645 | 11.2857 | tamayo |  | 11.28566,124.56449
2026-02-09 | 13:18 | 142 | F7 | C1 | 36557 | 36557 | Horizontal | ABCN | 142 | J6 | 36557 | Open Secondary(OS) | Bare | 142 |  |  |  | AN |  | a221333421 | Landis | 60 | 6 | AWG | 0.5 | 6 | AWG | 3 Phase | 124.5645 | 11.2857 | tamayo |  | 11.28566,124.56449
2026-02-09 | 13:22 | 143 | F7 | C1 | 36557 | 36557 | Horizontal | ABCN | 143 | J6 | 36557 | Open Secondary(OS) | Bare | 142 |  |  |  | AN |  |  |  |  | 6 | AWG | 0.5 | 6 | AWG | 3 Phase | 124.5645 | 11.2857 | tamayo |  | 11.28566,124.56449
2026-02-09 | 13:22 | 143 | F7 | C1 | 36557 | 36557 | Horizontal | ABCN | 143 | J6 | 36557 | Open Secondary(OS) | Bare | 143 |  |  |  | AN |  |  |  |  | 6 | AWG | 0.5 | 6 | AWG | 3 Phase | 124.5645 | 11.2857 | tamayo |  | 11.28566,124.56449
2026-02-09 | 13:22 | 143 | F7 | C1 | 36557 | 36557 | Horizontal | ABCN | 143 | J6 | 36557 | Open Secondary(OS) | Bare | 143 |  |  |  | AN |  | A401216811 | Landis | 60 | 6 | AWG | 0.5 | 6 | AWG | 3 Phase | 124.5644 | 11.2852 | tamayo |  | 11.28518,124.56437
2026-02-09 | 13:23 | 143 | F7 | C1 | 36557 | 36557 | Horizontal | ABCN | 143 | J6 | 36557 | Open Secondary(OS) | Bare | 143 |  |  |  | AN |  | A281146536 | Landis | 100 | 6 | AWG | 0.5 | 6 | AWG | 3 Phase | 124.5644 | 11.2852 | tamayo |  | 11.28518,124.56437
2026-02-09 | 13:23 | 143 | F7 | C1 | 36557 | 36557 | Horizontal | ABCN | 143 | J6 | 36557 | Open Secondary(OS) | Bare | 143 |  |  |  | AN |  | A281146537 | Landis | 60 | 6 | AWG | 0.5 | 6 | AWG | 3 Phase | 124.5644 | 11.2852 | tamayo |  | 11.28518,124.56437
2026-02-09 | 13:23 | 143 | F7 | C1 | 36557 | 36557 | Horizontal | ABCN | 143 | J6 | 36557 | Open Secondary(OS) | Bare | 143 |  |  |  | AN |  | A091198047 | Landis | 100 | 6 | AWG | 0.5 | 6 | AWG | 3 Phase | 124.5644 | 11.2852 | tamayo |  | 11.28518,124.56437
2026-02-09 | 13:23 | 143 | F7 | C1 | 36557 | 36557 | Horizontal | ABCN | 143 | J6 | 36557 | Open Secondary(OS) | Bare | 143 |  |  |  | AN |  | A381110697 | Landis | 60 | 6 | AWG | 0.5 | 6 | AWG | 3 Phase | 124.5644 | 11.2852 | tamayo |  | 11.28518,124.56437
2026-02-09 | 13:24 | 143 | F7 | C1 | 36557 | 36557 | Horizontal | ABCN | 143 | J6 | 36557 | Open Secondary(OS) | Bare | 143 |  |  |  | AN |  | A411114072 | Landis | 60 | 6 | AWG | 0.5 | 6 | AWG | 3 Phase | 124.5646 | 11.2848 | tamayo |  | 11.28482,124.56458
2026-02-09 | 13:24 | 143 | F7 | C1 | 36557 | 36557 | Horizontal | ABCN | 143 | J6 | 36557 | Open Secondary(OS) | Bare | 143 |  |  |  | AN |  | A381110698 | Landis | 60 | 6 | AWG | 0.5 | 6 | AWG | 3 Phase | 124.5646 | 11.2848 | tamayo |  | 11.28482,124.56458
2026-02-09 | 13:24 | 143 | F7 | C1 | 36557 | 36557 | Horizontal | ABCN | 143 | J6 | 36557 | Open Secondary(OS) | Bare | 143 |  |  |  | AN |  | 201900064623 | Intec | 100 | 6 | AWG | 0.5 | 6 | AWG | 3 Phase | 124.5646 | 11.2848 | tamayo |  | 11.28482,124.56458
2026-02-09 | 13:25 | 143 | F7 | C1 | 36557 | 36557 | Horizontal | ABCN | 143 | J6 | 36557 | Open Secondary(OS) | Bare | 143 |  |  |  | AN |  | 202200101795 | Intec | 100 | 6 | AWG | 0.5 | 6 | AWG | 3 Phase | 124.5646 | 11.2848 | tamayo |  | 11.28482,124.56458
2026-02-09 | 13:25 | 143 | F7 | C1 | 36557 | 36557 | Horizontal | ABCN | 143 | J6 | 36557 | Open Secondary(OS) | Bare | 143 |  |  |  | AN |  | 202200098258 | Intec | 60 | 6 | AWG | 0.5 | 6 | AWG | 3 Phase | 124.5646 | 11.2844 | tamayo |  | 11.28436,124.56458
2026-02-09 | 13:25 | 143 | F7 | C1 | 36557 | 36557 | Horizontal | ABCN | 143 | J6 | 36557 | Open Secondary(OS) | Bare | 143 |  |  |  | AN |  | 202200098257 | Intec | 60 | 6 | AWG | 0.5 | 6 | AWG | 3 Phase | 124.5646 | 11.2844 | tamayo |  | 11.28436,124.56458
2026-02-09 | 13:25 | 143 | F7 | C1 | 36557 | 36557 | Horizontal | ABCN | 143 | J6 | 36557 | Open Secondary(OS) | Bare | 143 |  |  |  | AN |  | 202200098254 | Intec | 60 | 6 | AWG | 0.5 | 6 | AWG | 3 Phase | 124.5646 | 11.2844 | tamayo |  | 11.28436,124.56458
2026-02-09 | 13:26 | 143 | F7 | C1 | 36557 | 36557 | Horizontal | ABCN | 143 | J6 | 36557 | Open Secondary(OS) | Bare | 143 |  |  |  | AN |  | 201700024434 | Intec | 60 | 6 | AWG | 0.5 | 6 | AWG | 3 Phase | 124.5646 | 11.2844 | tamayo |  | 11.28436,124.56458
2026-02-09 | 13:26 | 143 | F7 | C1 | 36557 | 36557 | Horizontal | ABCN | 143 | J6 | 36557 | Open Secondary(OS) | Bare | 143 |  |  |  | AN |  | 201900039857 | Intec | 100 | 6 | AWG | 0.5 | 6 | AWG | 3 Phase | 124.5646 | 11.2853 | tamayo |  | 11.28528,124.56456
2026-02-09 | 13:26 | 143 | F7 | C1 | 36557 | 36557 | Horizontal | ABCN | 143 | J6 | 36557 | Open Secondary(OS) | Bare | 143 |  |  |  | AN |  | 202100041604 | Intec | 60 | 6 | AWG | 0.5 | 6 | AWG | 3 Phase | 124.5646 | 11.2853 | tamayo |  | 11.28528,124.56456
2026-02-09 | 13:26 | 143 | F7 | C1 | 36557 | 36557 | Horizontal | ABCN | 143 | J6 | 36557 | Open Secondary(OS) | Bare | 143 |  |  |  | AN |  | 202100041935 | Intec | 60 | 6 | AWG | 0.5 | 6 | AWG | 3 Phase | 124.5646 | 11.2853 | tamayo |  | 11.28528,124.56456
2026-02-09 | 13:27 | 143 | F7 | C1 | 36557 | 36557 | Horizontal | ABCN | 143 | J6 | 36557 | Open Secondary(OS) | Bare | 143 |  |  |  | AN |  | 201700024452 | Intec | 60 | 6 | AWG | 0.5 | 6 | AWG | 3 Phase | 124.5646 | 11.2853 | tamayo |  | 11.28528,124.56456
2026-02-09 | 13:27 | 143 | F7 | C1 | 36557 | 36557 | Horizontal | ABCN | 143 | J6 | 36557 | Open Secondary(OS) | Bare | 143 |  |  |  | AN |  | A381110714 | Landis | 60 | 6 | AWG | 0.5 | 6 | AWG | 3 Phase | 124.5644 | 11.2847 | tamayo |  | 11.28469,124.5644
2026-02-09 | 13:27 | 143 | F7 | C1 | 36557 | 36557 | Horizontal | ABCN | 143 | J6 | 36557 | Open Secondary(OS) | Bare | 143 |  |  |  | AN |  | 362513 |  | 60 | 6 | AWG | 0.5 | 6 | AWG | 3 Phase | 124.5644 | 11.2847 | tamayo |  | 11.28469,124.5644
2026-02-09 | 13:27 | 143 | F7 | C1 | 36557 | 36557 | Horizontal | ABCN | 143 | J6 | 36557 | Open Secondary(OS) | Bare | 143 |  |  |  | AN |  | 13795784 | Enertek | 60 | 6 | AWG | 0.5 | 6 | AWG | 3 Phase | 124.5644 | 11.2847 | tamayo |  | 11.28469,124.5644
2026-02-09 | 13:29 | 144 | F7 | C1 | 36557 | 36557 | Horizontal | ABCN | 144 | J6 | 36557 | Open Secondary(OS) | Bare | 143 |  |  |  | AN |  |  |  |  | 6 | AWG | 0.5 | 6 | AWG | 3 Phase | 124.5644 | 11.2847 | tamayo |  | 11.28469,124.5644
2026-02-09 | 13:29 | 144 | F7 | C1 | 36557 | 36557 | Horizontal | ABCN | 144 | J5 | 36557 | Open Secondary(OS) | Bare | 144 |  |  |  | AN |  |  |  |  | 6 | AWG | 0.5 | 6 | AWG | 3 Phase | 124.5644 | 11.2847 | tamayo |  | 11.28469,124.5644
2026-02-09 | 13:30 | 144 | F7 | C1 | 36557 | 36557 | Horizontal | ABCN | 144 | J5 | 36557 | Open Secondary(OS) | Bare | 144 |  |  |  | AN |  | 202200098253 | Intec | 60 | 6 | AWG | 0.5 | 6 | AWG | 3 Phase | 124.5644 | 11.2847 | tamayo |  | 11.28469,124.5644
2026-02-09 | 13:30 | 144 | F7 | C1 | 36557 | 36557 | Horizontal | ABCN | 144 | J5 | 36557 | Open Secondary(OS) | Bare | 144 |  |  |  | AN |  | 90349905 | Techen | 60 | 6 | AWG | 0.5 | 6 | AWG | 3 Phase | 124.5644 | 11.2847 | tamayo |  | 11.28469,124.5644
2026-02-09 | 13:30 | 144 | F7 | C1 | 36557 | 36557 | Horizontal | ABCN | 144 | J5 | 36557 | Open Secondary(OS) | Bare | 144 |  |  |  | AN |  | A401216810 | Landis | 60 | 6 | AWG | 0.5 | 6 | AWG | 3 Phase | 124.5641 | 11.2851 | tamayo |  | 11.28508,124.5641
2026-02-09 | 13:31 | 144 | F7 | C1 | 36557 | 36557 | Horizontal | ABCN | 144 | J5 | 36557 | Open Secondary(OS) | Bare | 144 |  |  |  | AN |  | 13795261 | Enertek | 60 | 6 | AWG | 0.5 | 6 | AWG | 3 Phase | 124.5641 | 11.2851 | tamayo |  | 11.28508,124.5641
2026-02-09 | 13:31 | 144 | F7 | C1 | 36557 | 36557 | Horizontal | ABCN | 144 | J5 | 36557 | Open Secondary(OS) | Bare | 144 |  |  |  | AN |  | A291457160 | Landis | 60 | 6 | AWG | 0.5 | 6 | AWG | 3 Phase | 124.5641 | 11.2851 | tamayo |  | 11.28508,124.5641
2026-02-09 | 13:31 | 144 | F7 | C1 | 36557 | 36557 | Horizontal | ABCN | 144 | J5 | 36557 | Open Secondary(OS) | Bare | 144 |  |  |  | AN |  | A291457155 | Landis | 60 | 6 | AWG | 0.5 | 6 | AWG | 3 Phase | 124.5641 | 11.2851 | tamayo |  | 11.28508,124.5641
2026-02-09 | 13:32 | 144 | F7 | C1 | 36557 | 36557 | Horizontal | ABCN | 144 | J5 | 36557 | Open Secondary(OS) | Bare | 144 |  |  |  | AN |  | A291457154 | Landis | 60 | 6 | AWG | 0.5 | 6 | AWG | 3 Phase | 124.5644 | 11.284 | tamayo |  | 11.28395,124.56443
2026-02-09 | 13:32 | 144 | F7 | C1 | 36557 | 36557 | Horizontal | ABCN | 144 | J5 | 36557 | Open Secondary(OS) | Bare | 144 |  |  |  | AN |  | A291457159 | Landis | 60 | 6 | AWG | 0.5 | 6 | AWG | 3 Phase | 124.5644 | 11.284 | tamayo |  | 11.28395,124.56443
2026-02-09 | 13:32 | 144 | F7 | C1 | 36557 | 36557 | Horizontal | ABCN | 144 | J5 | 36557 | Open Secondary(OS) | Bare | 144 |  |  |  | AN |  | A151537697 | Landis | 60 | 6 | AWG | 0.5 | 6 | AWG | 3 Phase | 124.5644 | 11.284 | tamayo |  | 11.28395,124.56443
2026-02-09 | 13:32 | 144 | F7 | C1 | 36557 | 36557 | Horizontal | ABCN | 144 | J5 | 36557 | Open Secondary(OS) | Bare | 144 |  |  |  | AN |  | A351390665 | Landis | 100 | 6 | AWG | 0.5 | 6 | AWG | 3 Phase | 124.5644 | 11.284 | tamayo |  | 11.28395,124.56443
2026-02-09 | 13:33 | 144 | F7 | C1 | 36557 | 36557 | Horizontal | ABCN | 144 | J5 | 36557 | Open Secondary(OS) | Bare | 144 |  |  |  | AN |  | A351060866 | Landis | 100 | 6 | AWG | 0.5 | 6 | AWG | 3 Phase | 124.5644 | 11.284 | tamayo |  | 11.28395,124.56443
2026-02-09 | 13:33 | 144 | F7 | C1 | 36557 | 36557 | Horizontal | ABCN | 144 | J5 | 36557 | Open Secondary(OS) | Bare | 144 |  |  |  | AN |  | 201900063161 | Intec | 60 | 6 | AWG | 0.5 | 6 | AWG | 3 Phase | 124.5644 | 11.284 | tamayo |  | 11.28395,124.56443
2026-02-09 | 13:33 | 144 | F7 | C1 | 36557 | 36557 | Horizontal | ABCN | 144 | J5 | 36557 | Open Secondary(OS) | Bare | 144 |  |  |  | AN |  | 201900062617 | Intec | 60 | 6 | AWG | 0.5 | 6 | AWG | 3 Phase | 124.5644 | 11.284 | tamayo |  | 11.28395,124.56443
2026-02-09 | 13:33 | 144 | F7 | C1 | 36557 | 36557 | Horizontal | ABCN | 144 | J5 | 36557 | Open Secondary(OS) | Bare | 144 |  |  |  | AN |  | 201900040294 | Intec | 60 | 6 | AWG | 0.5 | 6 | AWG | 3 Phase | 124.5644 | 11.284 | tamayo |  | 11.28395,124.56443
2026-02-09 | 13:34 | 144 | F7 | C1 | 36557 | 36557 | Horizontal | ABCN | 144 | J5 | 36557 | Open Secondary(OS) | Bare | 144 |  |  |  | AN |  | A151535877 | Landis | 60 | 6 | AWG | 0.5 | 6 | AWG | 3 Phase | 124.5644 | 11.284 | tamayo |  | 11.28395,124.56443
2026-02-09 | 13:35 | 145 | F7 | C1 | 36557 | 36557 | Horizontal | ABCN | 145 | J5 | 36557 | Open Secondary(OS) | Bare | 144 |  |  |  | AN |  |  |  |  | 6 | AWG | 0.5 | 6 | AWG | 3 Phase | 124.5644 | 11.284 | tamayo |  | 11.28395,124.56443
2026-02-09 | 13:36 | 145 | F7 | C1 | 36557 | 36557 | Horizontal | ABCN | 145 | J5 | 36557 | Open Secondary(OS) | Bare | 145 |  |  |  | AN |  |  |  |  | 6 | AWG | 0.5 | 6 | AWG | 3 Phase | 124.5644 | 11.284 | tamayo |  | 11.28395,124.56443
2026-02-09 | 13:36 | 145 | F7 | C1 | 36557 | 36557 | Horizontal | ABCN | 145 | J5 | 36557 | Open Secondary(OS) | Bare | 145 |  |  |  | AN |  | 202200101797 | Intec | 100 | 6 | AWG | 0.5 | 6 | AWG | 3 Phase | 124.5638 | 11.2837 | tamayo |  | 11.28371,124.5638
2026-02-09 | 13:36 | 145 | F7 | C1 | 36557 | 36557 | Horizontal | ABCN | 145 | J5 | 36557 | Open Secondary(OS) | Bare | 145 |  |  |  | AN |  | A151244946 | Landis | 100 | 6 | AWG | 0.5 | 6 | AWG | 3 Phase | 124.5638 | 11.2837 | tamayo |  | 11.28371,124.5638
2026-02-09 | 13:36 | 145 | F7 | C1 | 36557 | 36557 | Horizontal | ABCN | 145 | J5 | 36557 | Open Secondary(OS) | Bare | 145 |  |  |  | AN |  | A390930290 | Landis | 60 | 6 | AWG | 0.5 | 6 | AWG | 3 Phase | 124.5638 | 11.2837 | tamayo |  | 11.28371,124.5638
2026-02-09 | 13:37 | 145 | F7 | C1 | 36557 | 36557 | Horizontal | ABCN | 145 | J5 | 36557 | Open Secondary(OS) | Bare | 145 |  |  |  | AN |  | SCL76963 | Landis | 60 | 6 | AWG | 0.5 | 6 | AWG | 3 Phase | 124.5638 | 11.2837 | tamayo |  | 11.28371,124.5638
2026-02-09 | 13:37 | 145 | F7 | C1 | 36557 | 36557 | Horizontal | ABCN | 145 | J5 | 36557 | Open Secondary(OS) | Bare | 145 |  |  |  | AN |  | 202400313660 | Intec | 60 | 6 | AWG | 0.5 | 6 | AWG | 3 Phase | 124.564 | 11.2836 | tamayo |  | 11.28361,124.56399
2026-02-09 | 13:37 | 145 | F7 | C1 | 36557 | 36557 | Horizontal | ABCN | 145 | J5 | 36557 | Open Secondary(OS) | Bare | 145 |  |  |  | AN |  | 360800 |  | 60 | 6 | AWG | 0.5 | 6 | AWG | 3 Phase | 124.564 | 11.2836 | tamayo |  | 11.28361,124.56399
2026-02-09 | 13:38 | 145 | F7 | C1 | 36557 | 36557 | Horizontal | ABCN | 145 | J5 | 36557 | Open Secondary(OS) | Bare | 145 |  |  |  | AN |  | A261452041 | Landis | 100 | 6 | AWG | 0.5 | 6 | AWG | 3 Phase | 124.564 | 11.2836 | tamayo |  | 11.28361,124.56399
2026-02-09 | 13:38 | 145 | F7 | C1 | 36557 | 36557 | Horizontal | ABCN | 145 | J5 | 36557 | Open Secondary(OS) | Bare | 145 |  |  |  | AN |  | 201900059858 | Intec | 100 | 6 | AWG | 0.5 | 6 | AWG | 3 Phase | 124.564 | 11.2836 | tamayo |  | 11.28361,124.56399
2026-02-09 | 13:38 | 145 | F7 | C1 | 36557 | 36557 | Horizontal | ABCN | 145 | J5 | 36557 | Open Secondary(OS) | Bare | 145 |  |  |  | AN |  | A221473801 | Landis | 60 | 6 | AWG | 0.5 | 6 | AWG | 3 Phase | 124.564 | 11.2836 | tamayo |  | 11.28361,124.56399
2026-02-09 | 13:38 | 145 | F7 | C1 | 36557 | 36557 | Horizontal | ABCN | 145 | J5 | 36557 | Open Secondary(OS) | Bare | 145 |  |  |  | AN |  | 362237 |  | 100 | 6 | AWG | 0.5 | 6 | AWG | 3 Phase | 124.5646 | 11.2836 | tamayo |  | 11.28361,124.56461
2026-02-09 | 13:39 | 145 | F7 | C1 | 36557 | 36557 | Horizontal | ABCN | 145 | J5 | 36557 | Open Secondary(OS) | Bare | 145 |  |  |  | AN |  | 201900063367 | Intec | 60 | 6 | AWG | 0.5 | 6 | AWG | 3 Phase | 124.5646 | 11.2836 | tamayo |  | 11.28361,124.56461
2026-02-09 | 13:39 | 145 | F7 | C1 | 36557 | 36557 | Horizontal | ABCN | 145 | J5 | 36557 | Open Secondary(OS) | Bare | 145 |  |  |  | AN |  | 201900040269 | Intec | 60 | 6 | AWG | 0.5 | 6 | AWG | 3 Phase | 124.5646 | 11.2836 | tamayo |  | 11.28361,124.56461
2026-02-09 | 13:41 | 146 | F7 | C2 | 36557 | 36557 | Horizontal | ABCN | 146 | J5 | 36557 | Open Secondary(OS) | Bare | 145 |  |  |  | AN |  |  |  |  | 6 | AWG | 0.5 | 6 | AWG | 3 Phase | 124.5646 | 11.2836 | tamayo |  | 11.28361,124.56461
2026-02-09 | 13:41 | 146 | F7 | C2 | 36557 | 36557 | Horizontal | ABCN | 146 | J5 | 36557 | Open Secondary(OS) | Bare | 146 |  |  |  | AN |  |  |  |  | 6 | AWG | 0.5 | 6 | AWG | 3 Phase | 124.5646 | 11.2836 | tamayo |  | 11.28361,124.56461
2026-02-09 | 13:41 | 146 | F7 | C2 | 36557 | 36557 | Horizontal | ABCN | 146 | J5 | 36557 | Open Secondary(OS) | Bare | 146 |  |  |  | AN |  | A391084404 | Landis | 100 | 6 | AWG | 0.5 | 6 | AWG | 3 Phase | 124.5646 | 11.2836 | tamayo |  | 11.28361,124.56461
2026-02-09 | 13:41 | 146 | F7 | C2 | 36557 | 36557 | Horizontal | ABCN | 146 | J5 | 36557 | Open Secondary(OS) | Bare | 146 |  |  |  | AN |  | A391084450 | Landis | 600 | 6 | AWG | 0.5 | 6 | AWG | 3 Phase | 124.5646 | 11.2836 | tamayo |  | 11.28361,124.56461
2026-02-09 | 13:42 | 146 | F7 | C2 | 36557 | 36557 | Horizontal | ABCN | 146 | J5 | 36557 | Open Secondary(OS) | Bare | 146 |  |  |  | AN |  | A161463727 | Landis | 60 | 6 | AWG | 0.5 | 6 | AWG | 3 Phase | 124.5646 | 11.2836 | tamayo |  | 11.28361,124.56461
2026-02-09 | 13:42 | 146 | F7 | C2 | 36557 | 36557 | Horizontal | ABCN | 146 | J5 | 36557 | Open Secondary(OS) | Bare | 146 |  |  |  | AN |  | 201900064771 | Intec | 60 | 6 | AWG | 0.5 | 6 | AWG | 3 Phase | 124.564 | 11.2833 | tamayo |  | 11.28326,124.56403
2026-02-09 | 13:42 | 146 | F7 | C2 | 36557 | 36557 | Horizontal | ABCN | 146 | J5 | 36557 | Open Secondary(OS) | Bare | 146 |  |  |  | AN |  | 201700022124 | Intec | 60 | 6 | AWG | 0.5 | 6 | AWG | 3 Phase | 124.564 | 11.2833 | tamayo |  | 11.28326,124.56403
2026-02-09 | 13:45 | 147 | F7 | C14 | 36557 | 36557 | Horizontal | ABCN | 147 | J5 | 36557 | Open Secondary(OS) | Bare | 146 |  |  |  | AN |  |  |  |  | 6 | AWG | 0.5 | 6 | AWG | 3 Phase | 124.564 | 11.2833 | tamayo |  | 11.28326,124.56403
2026-02-09 | 13:45 | 147 | F7 | C14 | 36557 | 36557 | Horizontal | ABCN | 147 | J5 | 36557 | Open Secondary(OS) | Bare | 147 |  |  |  | AN |  |  |  |  | 6 | AWG | 0.5 | 6 | AWG | 3 Phase | 124.564 | 11.2833 | tamayo |  | 11.28326,124.56403
2026-02-09 | 13:45 | 147 | F7 | C14 | 36557 | 36557 | Horizontal | ABCN | 147 | J5 | 36557 | Open Secondary(OS) | Bare | 147 |  |  |  | AN |  | 202200098243 | Intec | 60 | 6 | AWG | 0.5 | 6 | AWG | 3 Phase | 124.564 | 11.2833 | tamayo |  | 11.28326,124.56403
2026-02-09 | 13:47 | 148 | F7 | C7 | 36557 | 36557 | Horizontal | ABCN | 148 | J5 | 36557 | Open Secondary(OS) | Bare | 147 |  |  |  | AN |  |  |  |  | 6 | AWG | 0.5 | 6 | AWG | 3 Phase | 124.564 | 11.2833 | tamayo |  | 11.28326,124.56403
2026-02-09 | 13:47 | 148 | F7 | C7 | 36557 | 36557 | Horizontal | ABCN | 148 | J5 | 36557 | Open Secondary(OS) | Bare | 148 |  |  |  | AN |  |  |  |  | 6 | AWG | 0.5 | 6 | AWG | 3 Phase | 124.564 | 11.2833 | tamayo |  | 11.28326,124.56403
2026-02-09 | 13:48 | 149 | F7 | C3 | 36557 | 36557 | Horizontal | ABCN | 149 | J5 | 36557 | Open Secondary(OS) | Bare | 148 |  |  |  | AN |  |  |  |  | 6 | AWG | 0.5 | 6 | AWG | 3 Phase | 124.564 | 11.2833 | tamayo |  | 11.28326,124.56403
2026-02-09 | 13:49 | 149 | F7 | C3 | 36557 | 36557 | Horizontal | ABCN | 149 | J6 | 36557 | Under Built(UB) | Bare | 149 |  |  |  | AN |  |  |  |  | 6 | AWG | 0.5 | 6 | AWG | 3 Phase | 124.564 | 11.2833 | tamayo |  | 11.28326,124.56403
2026-02-09 | 13:49 | 149 | F7 | C3 | 36557 | 36557 | Horizontal | ABCN | 149 | J6 | 36557 | Under Built(UB) | Bare | 149 |  |  |  | AN |  | A401216679 | Landis | 60 | 6 | AWG | 0.5 | 6 | AWG | 3 Phase | 124.564 | 11.2833 | tamayo |  | 11.28326,124.56403
2026-02-09 | 13:50 | 149 | F7 | C3 | 36557 | 36557 | Horizontal | ABCN | 149 | J6 | 36557 | Under Built(UB) | Bare | 149 |  |  |  | AN |  | 201900041042 | Intec | 100 | 6 | AWG | 0.5 | 6 | AWG | 3 Phase | 124.564 | 11.2833 | tamayo |  | 11.28326,124.56403